## 1. AIRC SEC
Airborne Infection Risk Calculator v2.1 |  |  | AIRC |  |  | Mikszewski, Buonanno, Stabile, Pacitto, Morawska Technical support: amikszewski@cunybpl.org
Stationary Exposure Conditions
1. MODEL INPUT PARAMETERS | [7 empty] | 2. MODEL RESULTS
Room Area | A | 200 | m2 |  |  | Select Infectious Occupant | Median | Infection Risk (%) |  |  | Max. Occupancy for R0 < 1
Ceiling Height | h | 4 | m |  |  | Activities From List Below | ERq | 1 hr | 2 hr | 4 hr | 1 hr | 2 hr | 4 hr
Room Volume | V | 800 | m3 |  | 1. | Resting, Speaking | 1.7438 | 0.07752% | 0.2235% | 0.552% | 305 | 106 | 42
Air Exchange Rate | AER | 0.5 | hr-1 |  | 2. | Standing, Speaking | 2.1135 | 0.09392% | 0.2707% | 0.6676% | 252 | 87 | 35
Particle Deposition Rate | k | 0.24 | hr-1 |  | 3. | Light Exercise, Speaking | 4.9888 | 0.2212% | 0.6346% | 1.55% | 107 | 37 | 15
Viral Inactivation Rate | λ | 0.63 | hr-1 |  | 4. | Heavy Exercise, Speaking | 11.695 | 0.5156% | 1.465% | 3.508% | 46 | 16 | 6
Total Viral Removal Rate | IVRR | 1.37 | hr-1 |  | 5. | Standing, Loudly Speaking | 12.0837 | 0.5326% | 1.512% | 3.617% | 44 | 15 | 6
Number of Infectious Occupants | I | 1 | persons |  | 6. | Light Exercise, Loudly Speaking | 31.6228 | 1.372% | 3.797% | 8.666% | 17 | 6 | 2
Exposure Time #1 | t1 | 1 | hr |  |  | AER Sensitivity Analysis for Emission Rate #6 Enter AER Values in hr-1 | 1 | 1.212% | 3.158% | 6.927% | 19 | 7 | 3
Exposure Time #2 | t2 | 2 | hr |  |  |  | 3 | 0.805% | 1.841% | 3.817% | 29 | 12 | 6
Exposure Time #3 | t3 | 4 | hr |  |  |  | 6 | 0.5215% | 1.119% | 2.277% | 45 | 21 | 10
Susceptible Inhalation Rate | IR | 0.54 | m3/hr |  |  |  | 10 | 0.3513% | 0.733% | 1.481% | 67 | 32 | 16
Susceptible Activity Level | Standing |  |  | Select |  |  | 15 | 0.2488% | 0.5118% | 1.03% | 95 | 46 | 23
Notes:
1) Please see User's Manual for a detailed explanation of input parameters and guidance for their selection.
2) This constant emission model calculates infection risk and maximum occupancy levels for six different, selectable emission activities and six different
user-defined air exchange rates. Recommended occupancies are based on the 90th percentile ERq value in the distribution.
3) Infection risk estimates are presented as a percentage, the number of decimal places is adjustable by the user.
4) The user may edit the average and standard deviation of the log10(ERq) distributions for respiratory activities on the 'SEC Calculations' tab.

## 2. SEC Graphs
Infection Risk & Occupancy Graphs for Stationary Exposure Conditions Model | [5 empty] | AER = 0.5 (1/hr) | [6 empty] | Med Erq | 31.6
| AER = 0.5 Air Changes per Hour | #6. Light Exercise, Loudly Speaking; Median ERq = 31.6 Quanta per Hour
[7 empty] | 1 hr | 2 hr | 4 hr |  |  | 1 hr | 2 hr | 4 hr |  |  | 1 hr | 2 hr | 4 hr
|  |  | Erq Rank | Erq | Order | Erq Plot | P(I) | P(I) | P(I) | rank | AER | P(I) | P(I) | P(I) | order | AER Plot | P(I) | P(I) | P(I)
|  |  | 1 | 1.7438 | 1 | 1.7438 | 0.077517 | 0.22352 | 0.55203 | 1 | 0.5 | 0.013723 | 0.037974 | 0.086657 | 1 | 0.5 | 1.3723 | 3.7974 | 8.6657
|  |  | 2 | 2.1135 | 2 | 2.1135 | 0.093921 | 0.27067 | 0.66762 | 2 | 1 | 0.012122 | 0.031575 | 0.069271 | 2 | 1 | 1.2122 | 3.1575 | 6.9271
|  |  | 3 | 4.9888 | 3 | 4.9888 | 0.22117 | 0.63458 | 1.5504 | 3 | 3 | 0.0080498 | 0.018414 | 0.038172 | 3 | 3 | 0.80498 | 1.8414 | 3.8172
|  |  | 4 | 11.695 | 4 | 11.695 | 0.51563 | 1.4649 | 3.5078 | 4 | 6 | 0.0052152 | 0.011192 | 0.022774 | 4 | 6 | 0.52152 | 1.1192 | 2.2774
|  |  | 5 | 12.0837 | 5 | 12.0837 | 0.5326 | 1.5123 | 3.6173 | 5 | 10 | 0.0035132 | 0.0073301 | 0.014808 | 5 | 10 | 0.35132 | 0.73301 | 1.4808
|  |  | 6 | 31.6228 | 6 | 31.6228 | 1.3723 | 3.7974 | 8.6657 | 6 | 15 | 0.0024879 | 0.005118 | 0.010303 | 6 | 15 | 0.24879 | 0.5118 | 1.0303
[7 empty] | 1 hr | 2 hr | 4 hr |  |  | 1 hr | 2 hr | 4 hr |  |  | 1 hr | 2 hr | 4 hr
|  |  | Erq Rank | Erq | Order | Erq Plot | Occ | Occ | Occ | rank | AER | Occ | Occ | Occ | order | AER Plot | Occ | Occ | Occ
|  |  | 1 | 1.7438 | 1 | 1.7438 | 305 | 106 | 42 | 1 | 0.5 | 17 | 6 | 2 | 1 | 0.5 | 17 | 6 | 2
|  |  | 2 | 2.1135 | 2 | 2.1135 | 252 | 87 | 35 | 2 | 1 | 19 | 7 | 3 | 2 | 1 | 19 | 7 | 3
|  |  | 3 | 4.9888 | 3 | 4.9888 | 107 | 37 | 15 | 3 | 3 | 29 | 12 | 6 | 3 | 3 | 29 | 12 | 6
|  |  | 4 | 11.695 | 4 | 11.695 | 46 | 16 | 6 | 4 | 6 | 45 | 21 | 10 | 4 | 6 | 45 | 21 | 10
|  |  | 5 | 12.0837 | 5 | 12.0837 | 44 | 15 | 6 | 5 | 10 | 67 | 32 | 16 | 5 | 10 | 67 | 32 | 16
|  |  | 6 | 31.6228 | 6 | 31.6228 | 17 | 6 | 2 | 6 | 15 | 95 | 46 | 23 | 6 | 15 | 95 | 46 | 23

## 3. SEC Method
Stationary Exposure Conditions Model Calculations, AER = 0.5 Air Changes per Hour
| Activity Level = Resting, Speaking; Exposure Time = 1 hr | Activity Level = Light Exercise, Loudly Speaking; Exposure Time = 4 hr
Notes:
1) All parameters plotted against the percentile values of the log base 10 quanta emission rate (ERq) distribution for the selected activity
2) The graph on the left is a plot of the simulation for the #1 selected infectious occupant activity at exposure time time t1
3) The graph on the right is a plot of the simulation for the #6 selected infectious occupant activity at exposure time time t3
4) ERq is plotted on the left vertical axis, all other parameters are plotted on the right vertical axis
5) PERq = The probability of occurrence of the corresponding ERq percentile value
6) PI(ERq) = The probability of infection calculated for the corresponding ERq percentile value
7) R(ERq) = The individual infection risk for the corresponding ERq percentile value, calculated as the product of PERq and PI(ERq)
8) ∫R(ERq) = The integral of R(ERq) up to the corresponding ERq percentile value. The value at the 100% percentile is the individual risk for the exposed person.

## 4. SEC Calculations
1. MODEL INPUT PARAMETERS |  |  |  |  | SARS-CoV-2 | log10(ERq) Quanta/hr |  | Median | 66% | 90%
Room Area | A | 200 | m2 |  | Activity Level & Activity | Average | St. Dev. | ERq | ERq | ERq |  | Inhalation Rate
Ceiling Height | h | 4 | m |  | Resting, Oral Breathing | -0.43 | 0.72 | 0.37154 | 0.73616 | 3.1097 |  | Activity | IR (m3/hr)
Room Volume | V | 800 | m3 |  | Standing, Oral Breathing | -0.37 | 0.72 | 0.42658 | 0.84523 | 3.5704 |  | Resting | 0.49
Air Exchange Rate | AER | 0.5 | hr-1 |  | Light Exercise, Oral Breathing | 0.02 | 0.72 | 1.0471 | 2.0748 | 8.7643 |  | Standing | 0.54
Particle Deposition Rate | k | 0.24 | hr-1 |  | Resting, Speaking | 0.2415 | 0.72 | 1.7438 | 3.4552 | 14.5954 |  | Light Exercise | 1.38
Viral Inactivation Rate | λ | 0.63 | hr-1 |  | Standing, Speaking | 0.325 | 0.72 | 2.1135 | 4.1877 | 17.6896 |  | Heavy Exercise | 3.3
Total Viral Removal Rate | IVRR | 1.37 | hr-1 |  | Heavy Exercise, Oral Breathing | 0.399 | 0.72 | 2.5061 | 4.9656 | 20.9757 |  | Custom IR #1 | 0.75
Susceptible Inhalation Rate | IR | 0.54 | m3/hr |  | Light Exercise, Speaking | 0.698 | 0.72 | 4.9888 | 9.8849 | 41.7558
Number of Infectious Occupants | I | 1 | persons |  | Resting, Loudly Speaking | 1.05 | 0.72 | 11.2202 | 22.2317 | 93.9111
Exposure Time #1 | t1 | 1 | hr |  | Heavy Exercise, Speaking | 1.068 | 0.72 | 11.695 | 23.1725 | 97.8852
Exposure Time #2 | t2 | 2 | hr |  | Standing, Loudly Speaking | 1.0822 | 0.72 | 12.0837 | 23.9427 | 101.1386
Exposure Time #3 | t3 | 4 | hr |  | Light Exercise, Loudly Speaking | 1.5 | 0.72 | 31.6228 | 62.6576 | 264.6776
Fixed Quanta Emission Rate | ERq | 62.7 | quanta/hr |  | Heavy Exercise, Loudly Speaking | 1.875 | 0.72 | 74.9894 | 148.5845 | 627.6494
[5 empty] | Fixed ERq | 1.7973 | 1e-20 | 62.7 | 62.7 | 62.7
2. MODEL RESULTS |  |  |  |  | Custom Distribution | 2.78 | 0.415 | 602.5596 | 893.6598 | 2050.4251
Resting, Speaking | Risk % | Occupancy |  | 1 | Resting, Speaking | 1 | hr | 0.2415 | 0.72 |  |  | R(ERq) |  |  |  | Resting, Speaking | 2 | hr | 0.2415 | 0.72 |  |  | R(ERq) |  |  | Resting, Speaking | 4 | hr | 0.2415 | 0.72 |  |  | R(ERq)
1 hr | 0.07752% | 305 |  |  | Percentile Increment | log10ERq | pdf log10ERq | I*Erq | Avg quanta/m3 | PI(ERq) | PERq | PI(ERq)*PERq | Risk = | 0.07752% | ∫ R(ERq) | Percentile Increment | log10ERq | pdf log10ERq | I*Erq | Avg quanta/m3 | PI(ERq) | PERq | PI(ERq)*PERq | Risk = | 0.2235% | Percentile Increment | log10ERq | pdf log10ERq | I*Erq | Avg quanta/m3 | PI(ERq) | PERq | PI(ERq)*PERq | Risk = | 0.552%
2 hr | 0.2235% | 106 |  |  | 0.005 | -1.6131 | 0.020083 | 0.024373 | 1.013e-05 | 0.000547% | 0.02563% | 1.4021e-09 | Percentile = | 0.655 | 1.4021e-09 | 0.005 | -1.6131 | 0.020083 | 0.024373 | 1.4646e-05 | 0.001582% | 0.02563% | 4.0541e-09 | Percentile = | 0.655 | 0.005 | -1.6131 | 0.020083 | 0.024373 | 1.8197e-05 | 0.00393% | 0.02563% | 1.0074e-08 | Percentile = | 0.655
4 hr | 0.552% | 42 |  |  | 0.01 | -1.4335 | 0.037017 | 0.036858 | 1.532e-05 | 0.0008273% | 0.04724% | 3.9082e-09 | R(ERq)max = | 0.00109% | 5.3103e-09 | 0.01 | -1.4335 | 0.037017 | 0.036858 | 2.2148e-05 | 0.002392% | 0.04724% | 1.13e-08 | R(ERq)max = | 0.003135% | 0.01 | -1.4335 | 0.037017 | 0.036858 | 2.7518e-05 | 0.005944% | 0.04724% | 2.808e-08 | R(ERq)max = | 0.007692%
[5 empty] | 0.015 | -1.321 | 0.052598 | 0.047757 | 1.985e-05 | 0.001072% | 0.06713% | 7.1953e-09 | PI 90% = | 0.3271% | 1.2506e-08 | 0.015 | -1.321 | 0.052598 | 0.047757 | 2.8698e-05 | 0.003099% | 0.06713% | 2.0805e-08 | PI 90% = | 0.9428% | 0.015 | -1.321 | 0.052598 | 0.047757 | 3.5655e-05 | 0.007701% | 0.06713% | 5.1696e-08 | PI 90% = | 2.326%
Standing, Speaking | Risk % | Occupancy |  |  | 0.02 | -1.2372 | 0.067247 | 0.057916 | 2.4073e-05 | 0.0013% | 0.08582% | 1.1156e-08 | Percentile = | 0.9 | 2.3662e-08 | 0.02 | -1.2372 | 0.067247 | 0.057916 | 3.4803e-05 | 0.003759% | 0.08582% | 3.2258e-08 | Percentile = | 0.9 | 0.02 | -1.2372 | 0.067247 | 0.057916 | 4.3241e-05 | 0.00934% | 0.08582% | 8.0155e-08 | Percentile = | 0.9
1 hr | 0.09392% | 252 |  |  | 0.025 | -1.1697 | 0.081174 | 0.067659 | 2.8122e-05 | 0.001519% | 0.1036% | 1.5732e-08 |  |  | 3.9394e-08 | 0.025 | -1.1697 | 0.081174 | 0.067659 | 4.0657e-05 | 0.004391% | 0.1036% | 4.5488e-08 |  |  | 0.025 | -1.1697 | 0.081174 | 0.067659 | 5.0515e-05 | 0.01091% | 0.1036% | 1.1303e-07
2 hr | 0.2707% | 87 |  |  | 0.03 | -1.1127 | 0.094503 | 0.077149 | 3.2067e-05 | 0.001732% | 0.1206% | 2.0884e-08 |  |  | 6.0279e-08 | 0.03 | -1.1127 | 0.094503 | 0.077149 | 4.636e-05 | 0.005007% | 0.1206% | 6.0385e-08 |  |  | 0.03 | -1.1127 | 0.094503 | 0.077149 | 5.76e-05 | 0.01244% | 0.1206% | 1.5004e-07
4 hr | 0.6676% | 35 |  |  | 0.035 | -1.0631 | 0.10732 | 0.086482 | 3.5946e-05 | 0.001941% | 0.137% | 2.6586e-08 |  |  | 8.6864e-08 | 0.035 | -1.0631 | 0.10732 | 0.086482 | 5.1968e-05 | 0.005612% | 0.137% | 7.687e-08 |  |  | 0.035 | -1.0631 | 0.10732 | 0.086482 | 6.4568e-05 | 0.01395% | 0.137% | 1.9101e-07
[5 empty] | 0.04 | -1.019 | 0.11969 | 0.095721 | 3.9786e-05 | 0.002148% | 0.1527% | 3.2817e-08 |  |  | 1.1968e-07 | 0.04 | -1.019 | 0.11969 | 0.095721 | 5.752e-05 | 0.006212% | 0.1527% | 9.4886e-08 |  |  | 0.04 | -1.019 | 0.11969 | 0.095721 | 7.1466e-05 | 0.01544% | 0.1527% | 2.3577e-07
Light Exercise, Speaking | Risk % | Occupancy |  |  | 0.045 | -0.97919 | 0.13165 | 0.10491 | 4.3606e-05 | 0.002355% | 0.168% | 3.9562e-08 |  |  | 1.5924e-07 | 0.045 | -0.97919 | 0.13165 | 0.10491 | 6.3041e-05 | 0.006808% | 0.168% | 1.1439e-07 |  |  | 0.045 | -0.97919 | 0.13165 | 0.10491 | 7.8326e-05 | 0.01692% | 0.168% | 2.8423e-07
1 hr | 0.2212% | 107 |  |  | 0.05 | -0.94279 | 0.14324 | 0.11408 | 4.7417e-05 | 0.00256% | 0.1828% | 4.6809e-08 |  |  | 2.0605e-07 | 0.05 | -0.94279 | 0.14324 | 0.11408 | 6.8552e-05 | 0.007403% | 0.1828% | 1.3534e-07 |  |  | 0.05 | -0.94279 | 0.14324 | 0.11408 | 8.5172e-05 | 0.0184% | 0.1828% | 3.3629e-07
2 hr | 0.6346% | 37 |  |  | 0.055 | -0.9092 | 0.1545 | 0.12325 | 5.1231e-05 | 0.002766% | 0.1972% | 5.4548e-08 |  |  | 2.606e-07 | 0.055 | -0.9092 | 0.1545 | 0.12325 | 7.4065e-05 | 0.007999% | 0.1972% | 1.5772e-07 |  |  | 0.055 | -0.9092 | 0.1545 | 0.12325 | 9.2022e-05 | 0.01987% | 0.1972% | 3.9189e-07
4 hr | 1.55% | 15 |  |  | 0.06 | -0.87794 | 0.16545 | 0.13245 | 5.5054e-05 | 0.002973% | 0.2112% | 6.2773e-08 |  |  | 3.2337e-07 | 0.06 | -0.87794 | 0.16545 | 0.13245 | 7.9593e-05 | 0.008596% | 0.2112% | 1.815e-07 |  |  | 0.06 | -0.87794 | 0.16545 | 0.13245 | 9.889e-05 | 0.02136% | 0.2112% | 4.5098e-07
[5 empty] | 0.065 | -0.84865 | 0.1761 | 0.14169 | 5.8894e-05 | 0.00318% | 0.2247% | 7.1476e-08 |  |  | 3.9485e-07 | 0.065 | -0.84865 | 0.1761 | 0.14169 | 8.5145e-05 | 0.009195% | 0.2247% | 2.0666e-07 |  |  | 0.065 | -0.84865 | 0.1761 | 0.14169 | 0.00010579 | 0.02285% | 0.2247% | 5.135e-07
Heavy Exercise, Speaking | Risk % | Occupancy |  |  | 0.07 | -0.82107 | 0.18648 | 0.15098 | 6.2756e-05 | 0.003389% | 0.238% | 8.0652e-08 |  |  | 4.755e-07 | 0.07 | -0.82107 | 0.18648 | 0.15098 | 9.0728e-05 | 0.009798% | 0.238% | 2.3319e-07 |  |  | 0.07 | -0.82107 | 0.18648 | 0.15098 | 0.00011273 | 0.02435% | 0.238% | 5.7942e-07
1 hr | 0.5156% | 46 |  |  | 0.075 | -0.79496 | 0.1966 | 0.16034 | 6.6645e-05 | 0.003599% | 0.2509% | 9.0297e-08 |  |  | 5.658e-07 | 0.075 | -0.79496 | 0.1966 | 0.16034 | 9.635e-05 | 0.01041% | 0.2509% | 2.6108e-07 |  |  | 0.075 | -0.79496 | 0.1966 | 0.16034 | 0.00011971 | 0.02585% | 0.2509% | 6.4871e-07
2 hr | 1.465% | 16 |  |  | 0.08 | -0.77015 | 0.20648 | 0.16977 | 7.0563e-05 | 0.00381% | 0.2635% | 1.0041e-07 |  |  | 6.6621e-07 | 0.08 | -0.77015 | 0.20648 | 0.16977 | 0.00010201 | 0.01102% | 0.2635% | 2.9032e-07 |  |  | 0.08 | -0.77015 | 0.20648 | 0.16977 | 0.00012675 | 0.02737% | 0.2635% | 7.2135e-07
4 hr | 3.508% | 6 |  |  | 0.085 | -0.74649 | 0.21612 | 0.17927 | 7.4515e-05 | 0.004024% | 0.2758% | 1.1098e-07 |  |  | 7.7719e-07 | 0.085 | -0.74649 | 0.21612 | 0.17927 | 0.00010773 | 0.01163% | 0.2758% | 3.2089e-07 |  |  | 0.085 | -0.74649 | 0.21612 | 0.17927 | 0.00013385 | 0.02891% | 0.2758% | 7.9731e-07
[5 empty] | 0.09 | -0.72384 | 0.22554 | 0.18887 | 7.8503e-05 | 0.004239% | 0.2878% | 1.2202e-07 |  |  | 8.9921e-07 | 0.09 | -0.72384 | 0.22554 | 0.18887 | 0.00011349 | 0.01226% | 0.2878% | 3.528e-07 |  |  | 0.09 | -0.72384 | 0.22554 | 0.18887 | 0.00014101 | 0.03045% | 0.2878% | 8.7658e-07
Standing, Loudly Speaking | Risk % | Occupancy |  |  | 0.095 | -0.70212 | 0.23475 | 0.19856 | 8.253e-05 | 0.004457% | 0.2996% | 1.3351e-07 |  |  | 1.0327e-06 | 0.095 | -0.70212 | 0.23475 | 0.19856 | 0.00011932 | 0.01289% | 0.2996% | 3.8603e-07 |  |  | 0.095 | -0.70212 | 0.23475 | 0.19856 | 0.00014824 | 0.03202% | 0.2996% | 9.5916e-07
1 hr | 0.5326% | 44 |  |  | 0.1 | -0.68122 | 0.24375 | 0.20834 | 8.6599e-05 | 0.004676% | 0.3111% | 1.4547e-07 |  |  | 1.1782e-06 | 0.1 | -0.68122 | 0.24375 | 0.20834 | 0.0001252 | 0.01352% | 0.3111% | 4.2059e-07 |  |  | 0.1 | -0.68122 | 0.24375 | 0.20834 | 0.00015555 | 0.03359% | 0.3111% | 1.045e-06
2 hr | 1.512% | 15 |  |  | 0.105 | -0.66107 | 0.25255 | 0.21824 | 9.0711e-05 | 0.004898% | 0.3223% | 1.5788e-07 |  |  | 1.3361e-06 | 0.105 | -0.66107 | 0.25255 | 0.21824 | 0.00013114 | 0.01416% | 0.3223% | 4.5647e-07 |  |  | 0.105 | -0.66107 | 0.25255 | 0.21824 | 0.00016294 | 0.03519% | 0.3223% | 1.1342e-06
4 hr | 3.617% | 6 |  |  | 0.11 | -0.6416 | 0.26116 | 0.22824 | 9.487e-05 | 0.005123% | 0.3333% | 1.7074e-07 |  |  | 1.5068e-06 | 0.11 | -0.6416 | 0.26116 | 0.22824 | 0.00013716 | 0.01481% | 0.3333% | 4.9368e-07 |  |  | 0.11 | -0.6416 | 0.26116 | 0.22824 | 0.00017041 | 0.0368% | 0.3333% | 1.2266e-06
[5 empty] | 0.115 | -0.62276 | 0.26959 | 0.23836 | 9.9076e-05 | 0.00535% | 0.3441% | 1.8407e-07 |  |  | 1.6909e-06 | 0.115 | -0.62276 | 0.26959 | 0.23836 | 0.00014324 | 0.01547% | 0.3441% | 5.322e-07 |  |  | 0.115 | -0.62276 | 0.26959 | 0.23836 | 0.00017796 | 0.03843% | 0.3441% | 1.3223e-06
Light Exercise, Loudly Speaking | Risk % | Occupancy |  |  | 0.12 | -0.60449 | 0.27783 | 0.2486 | 0.00010333 | 0.00558% | 0.3546% | 1.9785e-07 |  |  | 1.8887e-06 | 0.12 | -0.60449 | 0.27783 | 0.2486 | 0.00014939 | 0.01613% | 0.3546% | 5.7204e-07 |  |  | 0.12 | -0.60449 | 0.27783 | 0.2486 | 0.00018561 | 0.04008% | 0.3546% | 1.4213e-06
1 hr | 1.372% | 17 |  |  | 0.125 | -0.58675 | 0.28591 | 0.25897 | 0.00010764 | 0.005812% | 0.3649% | 2.1209e-07 |  |  | 2.1008e-06 | 0.125 | -0.58675 | 0.28591 | 0.25897 | 0.00015562 | 0.01681% | 0.3649% | 6.132e-07 |  |  | 0.125 | -0.58675 | 0.28591 | 0.25897 | 0.00019335 | 0.04175% | 0.3649% | 1.5236e-06
2 hr | 3.797% | 6 |  |  | 0.13 | -0.5695 | 0.29381 | 0.26946 | 0.000112 | 0.006048% | 0.375% | 2.2678e-07 |  |  | 2.3276e-06 | 0.13 | -0.5695 | 0.29381 | 0.26946 | 0.00016192 | 0.01749% | 0.375% | 6.5569e-07 |  |  | 0.13 | -0.5695 | 0.29381 | 0.26946 | 0.00020118 | 0.04345% | 0.375% | 1.6291e-06
4 hr | 8.666% | 2 |  |  | 0.135 | -0.55271 | 0.30155 | 0.28009 | 0.00011642 | 0.006286% | 0.3849% | 2.4193e-07 |  |  | 2.5695e-06 | 0.135 | -0.55271 | 0.30155 | 0.28009 | 0.00016831 | 0.01818% | 0.3849% | 6.995e-07 |  |  | 0.135 | -0.55271 | 0.30155 | 0.28009 | 0.00020912 | 0.04516% | 0.3849% | 1.7379e-06
[5 empty] | 0.14 | -0.53633 | 0.30913 | 0.29085 | 0.00012089 | 0.006528% | 0.3945% | 2.5755e-07 |  |  | 2.8271e-06 | 0.14 | -0.53633 | 0.30913 | 0.29085 | 0.00017478 | 0.01887% | 0.3945% | 7.4463e-07 |  |  | 0.14 | -0.53633 | 0.30913 | 0.29085 | 0.00021715 | 0.04689% | 0.3945% | 1.8501e-06
1 | Risk % | Occupancy |  |  | 0.145 | -0.52035 | 0.31656 | 0.30175 | 0.00012542 | 0.006773% | 0.404% | 2.7362e-07 |  |  | 3.1007e-06 | 0.145 | -0.52035 | 0.31656 | 0.30175 | 0.00018133 | 0.01958% | 0.404% | 7.911e-07 |  |  | 0.145 | -0.52035 | 0.31656 | 0.30175 | 0.00022529 | 0.04865% | 0.404% | 1.9655e-06
1 hr | 1.212% | 19 |  |  | 0.15 | -0.50473 | 0.32383 | 0.3128 | 0.00013002 | 0.007021% | 0.4133% | 2.9015e-07 |  |  | 3.3908e-06 | 0.15 | -0.50473 | 0.32383 | 0.3128 | 0.00018797 | 0.0203% | 0.4133% | 8.389e-07 |  |  | 0.15 | -0.50473 | 0.32383 | 0.3128 | 0.00023354 | 0.05043% | 0.4133% | 2.0843e-06
2 hr | 3.158% | 7 |  |  | 0.155 | -0.48946 | 0.33096 | 0.324 | 0.00013467 | 0.007272% | 0.4224% | 3.0715e-07 |  |  | 3.698e-06 | 0.155 | -0.48946 | 0.33096 | 0.324 | 0.00019469 | 0.02102% | 0.4224% | 8.8803e-07 |  |  | 0.155 | -0.48946 | 0.33096 | 0.324 | 0.0002419 | 0.05224% | 0.4224% | 2.2063e-06
4 hr | 6.927% | 3 |  |  | 0.16 | -0.47451 | 0.33793 | 0.33534 | 0.00013939 | 0.007527% | 0.4313% | 3.2461e-07 |  |  | 4.0226e-06 | 0.16 | -0.47451 | 0.33793 | 0.33534 | 0.00020151 | 0.02176% | 0.4313% | 9.3851e-07 |  |  | 0.16 | -0.47451 | 0.33793 | 0.33534 | 0.00025037 | 0.05407% | 0.4313% | 2.3317e-06
[5 empty] | 0.165 | -0.45986 | 0.34477 | 0.34685 | 0.00014417 | 0.007785% | 0.44% | 3.4253e-07 |  |  | 4.3651e-06 | 0.165 | -0.45986 | 0.34477 | 0.34685 | 0.00020843 | 0.02251% | 0.44% | 9.9034e-07 |  |  | 0.165 | -0.45986 | 0.34477 | 0.34685 | 0.00025896 | 0.05592% | 0.44% | 2.4605e-06
3 | Risk % | Occupancy |  |  | 0.17 | -0.4455 | 0.35146 | 0.35851 | 0.00014901 | 0.008046% | 0.4485% | 3.6092e-07 |  |  | 4.7261e-06 | 0.17 | -0.4455 | 0.35146 | 0.35851 | 0.00021543 | 0.02326% | 0.4485% | 1.0435e-06 |  |  | 0.17 | -0.4455 | 0.35146 | 0.35851 | 0.00026767 | 0.0578% | 0.4485% | 2.5926e-06
1 hr | 0.805% | 29 |  |  | 0.175 | -0.4314 | 0.35802 | 0.37034 | 0.00015393 | 0.008312% | 0.4569% | 3.7979e-07 |  |  | 5.1058e-06 | 0.175 | -0.4314 | 0.35802 | 0.37034 | 0.00022254 | 0.02403% | 0.4569% | 1.098e-06 |  |  | 0.175 | -0.4314 | 0.35802 | 0.37034 | 0.00027649 | 0.0597% | 0.4569% | 2.728e-06
2 hr | 1.841% | 12 |  |  | 0.18 | -0.41756 | 0.36444 | 0.38233 | 0.00015892 | 0.008581% | 0.4651% | 3.9912e-07 |  |  | 5.505e-06 | 0.18 | -0.41756 | 0.36444 | 0.38233 | 0.00022975 | 0.02481% | 0.4651% | 1.1539e-06 |  |  | 0.18 | -0.41756 | 0.36444 | 0.38233 | 0.00028545 | 0.06164% | 0.4651% | 2.8669e-06
4 hr | 3.817% | 6 |  |  | 0.185 | -0.40396 | 0.37074 | 0.39449 | 0.00016397 | 0.008854% | 0.4731% | 4.1892e-07 |  |  | 5.9239e-06 | 0.185 | -0.40396 | 0.37074 | 0.39449 | 0.00023706 | 0.0256% | 0.4731% | 1.2112e-06 |  |  | 0.185 | -0.40396 | 0.37074 | 0.39449 | 0.00029453 | 0.0636% | 0.4731% | 3.0091e-06
[5 empty] | 0.19 | -0.39059 | 0.3769 | 0.40683 | 0.0001691 | 0.009131% | 0.481% | 4.3921e-07 |  |  | 6.3631e-06 | 0.19 | -0.39059 | 0.3769 | 0.40683 | 0.00024447 | 0.0264% | 0.481% | 1.2698e-06 |  |  | 0.19 | -0.39059 | 0.3769 | 0.40683 | 0.00030374 | 0.06559% | 0.481% | 3.1548e-06
6 | Risk % | Occupancy |  |  | 0.195 | -0.37742 | 0.38293 | 0.41935 | 0.0001743 | 0.009412% | 0.4887% | 4.5997e-07 |  |  | 6.823e-06 | 0.195 | -0.37742 | 0.38293 | 0.41935 | 0.00025199 | 0.02721% | 0.4887% | 1.3298e-06 |  |  | 0.195 | -0.37742 | 0.38293 | 0.41935 | 0.00031309 | 0.0676% | 0.4887% | 3.3039e-06
1 hr | 0.5215% | 45 |  |  | 0.2 | -0.36447 | 0.38884 | 0.43205 | 0.00017958 | 0.009697% | 0.4962% | 4.812e-07 |  |  | 7.3043e-06 | 0.2 | -0.36447 | 0.38884 | 0.43205 | 0.00025962 | 0.02804% | 0.4962% | 1.3912e-06 |  |  | 0.2 | -0.36447 | 0.38884 | 0.43205 | 0.00032257 | 0.06965% | 0.4962% | 3.4564e-06
2 hr | 1.119% | 21 |  |  | 0.205 | -0.3517 | 0.39462 | 0.44494 | 0.00018494 | 0.009986% | 0.5036% | 5.0293e-07 |  |  | 7.8072e-06 | 0.205 | -0.3517 | 0.39462 | 0.44494 | 0.00026737 | 0.02887% | 0.5036% | 1.454e-06 |  |  | 0.205 | -0.3517 | 0.39462 | 0.44494 | 0.00033219 | 0.07173% | 0.5036% | 3.6124e-06
4 hr | 2.277% | 10 |  |  | 0.21 | -0.33912 | 0.40028 | 0.45801 | 0.00019037 | 0.01028% | 0.5108% | 5.2513e-07 |  |  | 8.3323e-06 | 0.21 | -0.33912 | 0.40028 | 0.45801 | 0.00027523 | 0.02972% | 0.5108% | 1.5182e-06 |  |  | 0.21 | -0.33912 | 0.40028 | 0.45801 | 0.00034195 | 0.07383% | 0.5108% | 3.7718e-06
[5 empty] | 0.215 | -0.32672 | 0.40582 | 0.47128 | 0.00019589 | 0.01058% | 0.5179% | 5.4783e-07 |  |  | 8.8801e-06 | 0.215 | -0.32672 | 0.40582 | 0.47128 | 0.0002832 | 0.03058% | 0.5179% | 1.5839e-06 |  |  | 0.215 | -0.32672 | 0.40582 | 0.47128 | 0.00035186 | 0.07597% | 0.5179% | 3.9348e-06
10 | Risk % | Occupancy |  |  | 0.22 | -0.31448 | 0.41124 | 0.48475 | 0.00020149 | 0.01088% | 0.5248% | 5.7101e-07 |  |  | 9.4512e-06 | 0.22 | -0.31448 | 0.41124 | 0.48475 | 0.0002913 | 0.03145% | 0.5248% | 1.6509e-06 |  |  | 0.22 | -0.31448 | 0.41124 | 0.48475 | 0.00036192 | 0.07814% | 0.5248% | 4.1013e-06
1 hr | 0.3513% | 67 |  |  | 0.225 | -0.3024 | 0.41655 | 0.49843 | 0.00020717 | 0.01119% | 0.5316% | 5.9469e-07 |  |  | 1.0046e-05 | 0.225 | -0.3024 | 0.41655 | 0.49843 | 0.00029951 | 0.03234% | 0.5316% | 1.7193e-06 |  |  | 0.225 | -0.3024 | 0.41655 | 0.49843 | 0.00037213 | 0.08035% | 0.5316% | 4.2713e-06
2 hr | 0.733% | 32 |  |  | 0.23 | -0.29047 | 0.42173 | 0.51231 | 0.00021294 | 0.0115% | 0.5382% | 6.1886e-07 |  |  | 1.0665e-05 | 0.23 | -0.29047 | 0.42173 | 0.51231 | 0.00030785 | 0.03324% | 0.5382% | 1.7892e-06 |  |  | 0.23 | -0.29047 | 0.42173 | 0.51231 | 0.00038249 | 0.08258% | 0.5382% | 4.4449e-06
4 hr | 1.481% | 16 |  |  | 0.235 | -0.27868 | 0.42681 | 0.5264 | 0.0002188 | 0.01181% | 0.5447% | 6.4354e-07 |  |  | 1.1308e-05 | 0.235 | -0.27868 | 0.42681 | 0.5264 | 0.00031632 | 0.03416% | 0.5447% | 1.8605e-06 |  |  | 0.235 | -0.27868 | 0.42681 | 0.5264 | 0.00039301 | 0.08485% | 0.5447% | 4.6221e-06
[5 empty] | 0.24 | -0.26704 | 0.43177 | 0.54071 | 0.00022475 | 0.01214% | 0.551% | 6.6871e-07 |  |  | 1.1977e-05 | 0.24 | -0.26704 | 0.43177 | 0.54071 | 0.00032492 | 0.03509% | 0.551% | 1.9333e-06 |  |  | 0.24 | -0.26704 | 0.43177 | 0.54071 | 0.00040369 | 0.08716% | 0.551% | 4.8028e-06
15 | Risk % | Occupancy |  |  | 0.245 | -0.25552 | 0.43662 | 0.55524 | 0.00023078 | 0.01246% | 0.5572% | 6.9439e-07 |  |  | 1.2671e-05 | 0.245 | -0.25552 | 0.43662 | 0.55524 | 0.00033365 | 0.03603% | 0.5572% | 2.0076e-06 |  |  | 0.245 | -0.25552 | 0.43662 | 0.55524 | 0.00041454 | 0.0895% | 0.5572% | 4.9872e-06
1 hr | 0.2488% | 95 |  |  | 0.25 | -0.24413 | 0.44136 | 0.56999 | 0.00023692 | 0.01279% | 0.5633% | 7.2058e-07 |  |  | 1.3392e-05 | 0.25 | -0.24413 | 0.44136 | 0.56999 | 0.00034252 | 0.03698% | 0.5633% | 2.0833e-06 |  |  | 0.25 | -0.24413 | 0.44136 | 0.56999 | 0.00042556 | 0.09188% | 0.5633% | 5.1753e-06
2 hr | 0.5118% | 46 |  |  | 0.255 | -0.23286 | 0.44599 | 0.58497 | 0.00024314 | 0.01313% | 0.5692% | 7.4728e-07 |  |  | 1.4139e-05 | 0.255 | -0.23286 | 0.44599 | 0.58497 | 0.00035152 | 0.03796% | 0.5692% | 2.1604e-06 |  |  | 0.255 | -0.23286 | 0.44599 | 0.58497 | 0.00043674 | 0.09429% | 0.5692% | 5.3669e-06
4 hr | 1.03% | 23 |  |  | 0.26 | -0.22171 | 0.45051 | 0.60019 | 0.00024947 | 0.01347% | 0.575% | 7.7449e-07 |  |  | 1.4914e-05 | 0.26 | -0.22171 | 0.45051 | 0.60019 | 0.00036067 | 0.03894% | 0.575% | 2.2391e-06 |  |  | 0.26 | -0.22171 | 0.45051 | 0.60019 | 0.00044811 | 0.09674% | 0.575% | 5.5623e-06
[5 empty] | 0.265 | -0.21066 | 0.45492 | 0.61565 | 0.0002559 | 0.01382% | 0.5806% | 8.0222e-07 |  |  | 1.5716e-05 | 0.265 | -0.21066 | 0.45492 | 0.61565 | 0.00036995 | 0.03995% | 0.5806% | 2.3193e-06 |  |  | 0.265 | -0.21066 | 0.45492 | 0.61565 | 0.00045965 | 0.09923% | 0.5806% | 5.7614e-06
[5 empty] | 0.27 | -0.19973 | 0.45923 | 0.63136 | 0.00026242 | 0.01417% | 0.5861% | 8.3047e-07 |  |  | 1.6546e-05 | 0.27 | -0.19973 | 0.45923 | 0.63136 | 0.00037939 | 0.04097% | 0.5861% | 2.4009e-06 |  |  | 0.27 | -0.19973 | 0.45923 | 0.63136 | 0.00047137 | 0.1018% | 0.5861% | 5.9643e-06
[5 empty] | 0.275 | -0.18889 | 0.46343 | 0.64731 | 0.00026905 | 0.01453% | 0.5914% | 8.5925e-07 |  |  | 1.7406e-05 | 0.275 | -0.18889 | 0.46343 | 0.64731 | 0.00038898 | 0.042% | 0.5914% | 2.4841e-06 |  |  | 0.275 | -0.18889 | 0.46343 | 0.64731 | 0.00048329 | 0.1043% | 0.5914% | 6.1709e-06
[5 empty] | 0.28 | -0.17815 | 0.46753 | 0.66352 | 0.00027579 | 0.01489% | 0.5967% | 8.8856e-07 |  |  | 1.8294e-05 | 0.28 | -0.17815 | 0.46753 | 0.66352 | 0.00039872 | 0.04305% | 0.5967% | 2.5688e-06 |  |  | 0.28 | -0.17815 | 0.46753 | 0.66352 | 0.00049539 | 0.1069% | 0.5967% | 6.3813e-06
[5 empty] | 0.285 | -0.1675 | 0.47153 | 0.67999 | 0.00028264 | 0.01526% | 0.6018% | 9.1839e-07 |  |  | 1.9213e-05 | 0.285 | -0.1675 | 0.47153 | 0.67999 | 0.00040862 | 0.04412% | 0.6018% | 2.6551e-06 |  |  | 0.285 | -0.1675 | 0.47153 | 0.67999 | 0.00050768 | 0.1096% | 0.6018% | 6.5955e-06
[5 empty] | 0.29 | -0.15694 | 0.47542 | 0.69673 | 0.00028959 | 0.01564% | 0.6067% | 9.4877e-07 |  |  | 2.0161e-05 | 0.29 | -0.15694 | 0.47542 | 0.69673 | 0.00041867 | 0.04521% | 0.6067% | 2.7429e-06 |  |  | 0.29 | -0.15694 | 0.47542 | 0.69673 | 0.00052018 | 0.1123% | 0.6067% | 6.8135e-06
[5 empty] | 0.295 | -0.14646 | 0.47921 | 0.71374 | 0.00029666 | 0.01602% | 0.6116% | 9.7968e-07 |  |  | 2.1141e-05 | 0.295 | -0.14646 | 0.47921 | 0.71374 | 0.00042889 | 0.04631% | 0.6116% | 2.8323e-06 |  |  | 0.295 | -0.14646 | 0.47921 | 0.71374 | 0.00053288 | 0.115% | 0.6116% | 7.0355e-06
[5 empty] | 0.3 | -0.13607 | 0.48291 | 0.73102 | 0.00030385 | 0.01641% | 0.6163% | 1.0111e-06 |  |  | 2.2152e-05 | 0.3 | -0.13607 | 0.48291 | 0.73102 | 0.00043928 | 0.04743% | 0.6163% | 2.9232e-06 |  |  | 0.3 | -0.13607 | 0.48291 | 0.73102 | 0.00054579 | 0.1178% | 0.6163% | 7.2613e-06
[5 empty] | 0.305 | -0.12575 | 0.4865 | 0.7486 | 0.00031115 | 0.0168% | 0.6209% | 1.0431e-06 |  |  | 2.3195e-05 | 0.305 | -0.12575 | 0.4865 | 0.7486 | 0.00044984 | 0.04857% | 0.6209% | 3.0157e-06 |  |  | 0.305 | -0.12575 | 0.4865 | 0.7486 | 0.00055891 | 0.1207% | 0.6209% | 7.491e-06
[5 empty] | 0.31 | -0.11551 | 0.48999 | 0.76646 | 0.00031858 | 0.0172% | 0.6253% | 1.0757e-06 |  |  | 2.4271e-05 | 0.31 | -0.11551 | 0.48999 | 0.76646 | 0.00046058 | 0.04973% | 0.6253% | 3.1098e-06 |  |  | 0.31 | -0.11551 | 0.48999 | 0.76646 | 0.00057224 | 0.1235% | 0.6253% | 7.7247e-06
[5 empty] | 0.315 | -0.10534 | 0.49339 | 0.78462 | 0.00032613 | 0.01761% | 0.6297% | 1.1088e-06 |  |  | 2.538e-05 | 0.315 | -0.10534 | 0.49339 | 0.78462 | 0.00047149 | 0.05091% | 0.6297% | 3.2055e-06 |  |  | 0.315 | -0.10534 | 0.49339 | 0.78462 | 0.0005858 | 0.1265% | 0.6297% | 7.9624e-06
[5 empty] | 0.32 | -0.095243 | 0.49668 | 0.80308 | 0.0003338 | 0.01802% | 0.6339% | 1.1425e-06 |  |  | 2.6522e-05 | 0.32 | -0.095243 | 0.49668 | 0.80308 | 0.00048258 | 0.05211% | 0.6339% | 3.3028e-06 |  |  | 0.32 | -0.095243 | 0.49668 | 0.80308 | 0.00059958 | 0.1294% | 0.6339% | 8.2041e-06
[5 empty] | 0.325 | -0.085209 | 0.49988 | 0.82185 | 0.0003416 | 0.01844% | 0.638% | 1.1767e-06 |  |  | 2.7699e-05 | 0.325 | -0.085209 | 0.49988 | 0.82185 | 0.00049386 | 0.05332% | 0.638% | 3.4018e-06 |  |  | 0.325 | -0.085209 | 0.49988 | 0.82185 | 0.0006136 | 0.1324% | 0.638% | 8.4498e-06
[5 empty] | 0.33 | -0.075237 | 0.50298 | 0.84094 | 0.00034953 | 0.01887% | 0.6419% | 1.2115e-06 |  |  | 2.8911e-05 | 0.33 | -0.075237 | 0.50298 | 0.84094 | 0.00050533 | 0.05456% | 0.6419% | 3.5024e-06 |  |  | 0.33 | -0.075237 | 0.50298 | 0.84094 | 0.00062785 | 0.1355% | 0.6419% | 8.6996e-06
[5 empty] | 0.335 | -0.065327 | 0.50599 | 0.86035 | 0.0003576 | 0.01931% | 0.6458% | 1.2469e-06 |  |  | 3.0157e-05 | 0.335 | -0.065327 | 0.50599 | 0.86035 | 0.00051699 | 0.05582% | 0.6458% | 3.6046e-06 |  |  | 0.335 | -0.065327 | 0.50599 | 0.86035 | 0.00064234 | 0.1386% | 0.6458% | 8.9534e-06
[5 empty] | 0.34 | -0.055473 | 0.5089 | 0.88009 | 0.00036581 | 0.01975% | 0.6495% | 1.2828e-06 |  |  | 3.144e-05 | 0.34 | -0.055473 | 0.5089 | 0.88009 | 0.00052886 | 0.0571% | 0.6495% | 3.7085e-06 |  |  | 0.34 | -0.055473 | 0.5089 | 0.88009 | 0.00065708 | 0.1418% | 0.6495% | 9.2115e-06
[5 empty] | 0.345 | -0.045676 | 0.51172 | 0.90017 | 0.00037416 | 0.0202% | 0.6531% | 1.3194e-06 |  |  | 3.276e-05 | 0.345 | -0.045676 | 0.51172 | 0.90017 | 0.00054092 | 0.0584% | 0.6531% | 3.8141e-06 |  |  | 0.345 | -0.045676 | 0.51172 | 0.90017 | 0.00067207 | 0.1451% | 0.6531% | 9.4736e-06
[5 empty] | 0.35 | -0.035931 | 0.51444 | 0.9206 | 0.00038265 | 0.02066% | 0.6565% | 1.3565e-06 |  |  | 3.4116e-05 | 0.35 | -0.035931 | 0.51444 | 0.9206 | 0.0005532 | 0.05973% | 0.6565% | 3.9214e-06 |  |  | 0.35 | -0.035931 | 0.51444 | 0.9206 | 0.00068732 | 0.1484% | 0.6565% | 9.74e-06
[5 empty] | 0.355 | -0.026236 | 0.51707 | 0.94138 | 0.00039128 | 0.02113% | 0.6599% | 1.3942e-06 |  |  | 3.551e-05 | 0.355 | -0.026236 | 0.51707 | 0.94138 | 0.00056569 | 0.06108% | 0.6599% | 4.0304e-06 |  |  | 0.355 | -0.026236 | 0.51707 | 0.94138 | 0.00070284 | 0.1517% | 0.6599% | 1.0011e-05
[5 empty] | 0.36 | -0.01659 | 0.51961 | 0.96252 | 0.00040007 | 0.0216% | 0.6631% | 1.4325e-06 |  |  | 3.6943e-05 | 0.36 | -0.01659 | 0.51961 | 0.96252 | 0.00057839 | 0.06245% | 0.6631% | 4.1411e-06 |  |  | 0.36 | -0.01659 | 0.51961 | 0.96252 | 0.00071862 | 0.1551% | 0.6631% | 1.0285e-05
[5 empty] | 0.365 | -0.0069904 | 0.52205 | 0.98403 | 0.00040901 | 0.02208% | 0.6663% | 1.4714e-06 |  |  | 3.8414e-05 | 0.365 | -0.0069904 | 0.52205 | 0.98403 | 0.00059132 | 0.06384% | 0.6663% | 4.2535e-06 |  |  | 0.365 | -0.0069904 | 0.52205 | 0.98403 | 0.00073468 | 0.1586% | 0.6663% | 1.0565e-05
[5 empty] | 0.37 | 0.0025656 | 0.5244 | 1.0059 | 0.00041811 | 0.02258% | 0.6693% | 1.5109e-06 |  |  | 3.9925e-05 | 0.37 | 0.0025656 | 0.5244 | 1.0059 | 0.00060447 | 0.06526% | 0.6693% | 4.3677e-06 |  |  | 0.37 | 0.0025656 | 0.5244 | 1.0059 | 0.00075103 | 0.1621% | 0.6693% | 1.0848e-05
[5 empty] | 0.375 | 0.01208 | 0.52666 | 1.0282 | 0.00042737 | 0.02308% | 0.6721% | 1.551e-06 |  |  | 4.1476e-05 | 0.375 | 0.01208 | 0.52666 | 1.0282 | 0.00061786 | 0.06671% | 0.6721% | 4.4836e-06 |  |  | 0.375 | 0.01208 | 0.52666 | 1.0282 | 0.00076766 | 0.1657% | 0.6721% | 1.1136e-05
[5 empty] | 0.38 | 0.021554 | 0.52883 | 1.0509 | 0.0004368 | 0.02358% | 0.6749% | 1.5917e-06 |  |  | 4.3068e-05 | 0.38 | 0.021554 | 0.52883 | 1.0509 | 0.00063149 | 0.06818% | 0.6749% | 4.6014e-06 |  |  | 0.38 | 0.021554 | 0.52883 | 1.0509 | 0.00078459 | 0.1693% | 0.6749% | 1.1428e-05
[5 empty] | 0.385 | 0.03099 | 0.5309 | 1.074 | 0.00044639 | 0.0241% | 0.6776% | 1.6331e-06 |  |  | 4.4701e-05 | 0.385 | 0.03099 | 0.5309 | 1.074 | 0.00064536 | 0.06967% | 0.6776% | 4.7208e-06 |  |  | 0.385 | 0.03099 | 0.5309 | 1.074 | 0.00080183 | 0.173% | 0.6776% | 1.1725e-05
[5 empty] | 0.39 | 0.04039 | 0.53289 | 1.0975 | 0.00045616 | 0.02463% | 0.6801% | 1.675e-06 |  |  | 4.6376e-05 | 0.39 | 0.04039 | 0.53289 | 1.0975 | 0.00065948 | 0.0712% | 0.6801% | 4.8421e-06 |  |  | 0.39 | 0.04039 | 0.53289 | 1.0975 | 0.00081937 | 0.1768% | 0.6801% | 1.2026e-05
[5 empty] | 0.395 | 0.049756 | 0.53478 | 1.1214 | 0.00046611 | 0.02517% | 0.6825% | 1.7176e-06 |  |  | 4.8093e-05 | 0.395 | 0.049756 | 0.53478 | 1.1214 | 0.00067386 | 0.07275% | 0.6825% | 4.9653e-06 |  |  | 0.395 | 0.049756 | 0.53478 | 1.1214 | 0.00083723 | 0.1807% | 0.6825% | 1.2331e-05
[5 empty] | 0.4 | 0.05909 | 0.53659 | 1.1458 | 0.00047623 | 0.02571% | 0.6848% | 1.7609e-06 |  |  | 4.9854e-05 | 0.4 | 0.05909 | 0.53659 | 1.1458 | 0.0006885 | 0.07433% | 0.6848% | 5.0902e-06 |  |  | 0.4 | 0.05909 | 0.53659 | 1.1458 | 0.00085542 | 0.1846% | 0.6848% | 1.2642e-05
[5 empty] | 0.405 | 0.068393 | 0.5383 | 1.1706 | 0.00048654 | 0.02627% | 0.687% | 1.8047e-06 |  |  | 5.1659e-05 | 0.405 | 0.068393 | 0.5383 | 1.1706 | 0.00070341 | 0.07594% | 0.687% | 5.217e-06 |  |  | 0.405 | 0.068393 | 0.5383 | 1.1706 | 0.00087395 | 0.1886% | 0.687% | 1.2956e-05
[5 empty] | 0.41 | 0.077668 | 0.53993 | 1.1958 | 0.00049704 | 0.02684% | 0.6891% | 1.8492e-06 |  |  | 5.3508e-05 | 0.41 | 0.077668 | 0.53993 | 1.1958 | 0.00071859 | 0.07758% | 0.6891% | 5.3456e-06 |  |  | 0.41 | 0.077668 | 0.53993 | 1.1958 | 0.00089281 | 0.1927% | 0.6891% | 1.3276e-05
[5 empty] | 0.415 | 0.086915 | 0.54146 | 1.2216 | 0.00050774 | 0.02741% | 0.691% | 1.8944e-06 |  |  | 5.5403e-05 | 0.415 | 0.086915 | 0.54146 | 1.2216 | 0.00073405 | 0.07925% | 0.691% | 5.4762e-06 |  |  | 0.415 | 0.086915 | 0.54146 | 1.2216 | 0.00091202 | 0.1968% | 0.691% | 1.36e-05
[5 empty] | 0.42 | 0.096137 | 0.54291 | 1.2478 | 0.00051864 | 0.028% | 0.6929% | 1.9402e-06 |  |  | 5.7343e-05 | 0.42 | 0.096137 | 0.54291 | 1.2478 | 0.00074981 | 0.08095% | 0.6929% | 5.6086e-06 |  |  | 0.42 | 0.096137 | 0.54291 | 1.2478 | 0.0009316 | 0.201% | 0.6929% | 1.3928e-05
[5 empty] | 0.425 | 0.10533 | 0.54427 | 1.2745 | 0.00052974 | 0.0286% | 0.6946% | 1.9867e-06 |  |  | 5.933e-05 | 0.425 | 0.10533 | 0.54427 | 1.2745 | 0.00076586 | 0.08268% | 0.6946% | 5.7429e-06 |  |  | 0.425 | 0.10533 | 0.54427 | 1.2745 | 0.00095154 | 0.2053% | 0.6946% | 1.4262e-05
[5 empty] | 0.43 | 0.11451 | 0.54553 | 1.3017 | 0.00054105 | 0.02921% | 0.6962% | 2.0339e-06 |  |  | 6.1364e-05 | 0.43 | 0.11451 | 0.54553 | 1.3017 | 0.00078221 | 0.08444% | 0.6962% | 5.8792e-06 |  |  | 0.43 | 0.11451 | 0.54553 | 1.3017 | 0.00097186 | 0.2097% | 0.6962% | 1.46e-05
[5 empty] | 0.435 | 0.12367 | 0.54672 | 1.3294 | 0.00055258 | 0.02983% | 0.6977% | 2.0817e-06 |  |  | 6.3445e-05 | 0.435 | 0.12367 | 0.54672 | 1.3294 | 0.00079887 | 0.08624% | 0.6977% | 6.0174e-06 |  |  | 0.435 | 0.12367 | 0.54672 | 1.3294 | 0.00099256 | 0.2142% | 0.6977% | 1.4943e-05
[5 empty] | 0.44 | 0.1328 | 0.54781 | 1.3577 | 0.00056433 | 0.03047% | 0.6991% | 2.1302e-06 |  |  | 6.5575e-05 | 0.44 | 0.1328 | 0.54781 | 1.3577 | 0.00081586 | 0.08807% | 0.6991% | 6.1575e-06 |  |  | 0.44 | 0.1328 | 0.54781 | 1.3577 | 0.0010137 | 0.2187% | 0.6991% | 1.5291e-05
[5 empty] | 0.445 | 0.14192 | 0.54881 | 1.3865 | 0.0005763 | 0.03112% | 0.7004% | 2.1794e-06 |  |  | 6.7755e-05 | 0.445 | 0.14192 | 0.54881 | 1.3865 | 0.00083317 | 0.08994% | 0.7004% | 6.2996e-06 |  |  | 0.445 | 0.14192 | 0.54881 | 1.3865 | 0.0010352 | 0.2233% | 0.7004% | 1.5643e-05
[5 empty] | 0.45 | 0.15102 | 0.54973 | 1.4159 | 0.00058851 | 0.03177% | 0.7016% | 2.2292e-06 |  |  | 6.9984e-05 | 0.45 | 0.15102 | 0.54973 | 1.4159 | 0.00085082 | 0.09185% | 0.7016% | 6.4438e-06 |  |  | 0.45 | 0.15102 | 0.54973 | 1.4159 | 0.0010571 | 0.2281% | 0.7016% | 1.6001e-05
[5 empty] | 0.455 | 0.16011 | 0.55056 | 1.4458 | 0.00060095 | 0.03245% | 0.7026% | 2.2798e-06 |  |  | 7.2264e-05 | 0.455 | 0.16011 | 0.55056 | 1.4458 | 0.00086881 | 0.09379% | 0.7026% | 6.5899e-06 |  |  | 0.455 | 0.16011 | 0.55056 | 1.4458 | 0.0010795 | 0.2329% | 0.7026% | 1.6364e-05
[5 empty] | 0.46 | 0.16919 | 0.5513 | 1.4763 | 0.00061364 | 0.03313% | 0.7036% | 2.3311e-06 |  |  | 7.4595e-05 | 0.46 | 0.16919 | 0.5513 | 1.4763 | 0.00088716 | 0.09577% | 0.7036% | 6.738e-06 |  |  | 0.46 | 0.16919 | 0.5513 | 1.4763 | 0.0011022 | 0.2378% | 0.7036% | 1.6731e-05
[5 empty] | 0.465 | 0.17825 | 0.55195 | 1.5075 | 0.00062658 | 0.03383% | 0.7044% | 2.383e-06 |  |  | 7.6978e-05 | 0.465 | 0.17825 | 0.55195 | 1.5075 | 0.00090587 | 0.09779% | 0.7044% | 6.8882e-06 |  |  | 0.465 | 0.17825 | 0.55195 | 1.5075 | 0.0011255 | 0.2428% | 0.7044% | 1.7104e-05
[5 empty] | 0.47 | 0.18731 | 0.55252 | 1.5392 | 0.00063978 | 0.03454% | 0.7051% | 2.4357e-06 |  |  | 7.9414e-05 | 0.47 | 0.18731 | 0.55252 | 1.5392 | 0.00092495 | 0.09984% | 0.7051% | 7.0405e-06 |  |  | 0.47 | 0.18731 | 0.55252 | 1.5392 | 0.0011492 | 0.2479% | 0.7051% | 1.7482e-05
[5 empty] | 0.475 | 0.19635 | 0.553 | 1.5716 | 0.00065325 | 0.03527% | 0.7058% | 2.4891e-06 |  |  | 8.1903e-05 | 0.475 | 0.19635 | 0.553 | 1.5716 | 0.00094442 | 0.1019% | 0.7058% | 7.1948e-06 |  |  | 0.475 | 0.19635 | 0.553 | 1.5716 | 0.0011734 | 0.2531% | 0.7058% | 1.7865e-05
[5 empty] | 0.48 | 0.20539 | 0.55339 | 1.6047 | 0.00066699 | 0.03601% | 0.7063% | 2.5433e-06 |  |  | 8.4446e-05 | 0.48 | 0.20539 | 0.55339 | 1.6047 | 0.00096428 | 0.1041% | 0.7063% | 7.3512e-06 |  |  | 0.48 | 0.20539 | 0.55339 | 1.6047 | 0.0011981 | 0.2584% | 0.7063% | 1.8253e-05
[5 empty] | 0.485 | 0.21442 | 0.55369 | 1.6384 | 0.000681 | 0.03677% | 0.7066% | 2.5981e-06 |  |  | 8.7044e-05 | 0.485 | 0.21442 | 0.55369 | 1.6384 | 0.00098454 | 0.1063% | 0.7066% | 7.5098e-06 |  |  | 0.485 | 0.21442 | 0.55369 | 1.6384 | 0.0012232 | 0.2639% | 0.7066% | 1.8646e-05
[5 empty] | 0.49 | 0.22345 | 0.55391 | 1.6728 | 0.00069531 | 0.03754% | 0.7069% | 2.6538e-06 |  |  | 8.9698e-05 | 0.49 | 0.22345 | 0.55391 | 1.6728 | 0.0010052 | 0.1085% | 0.7069% | 7.6705e-06 |  |  | 0.49 | 0.22345 | 0.55391 | 1.6728 | 0.0012489 | 0.2694% | 0.7069% | 1.9045e-05
[5 empty] | 0.495 | 0.23248 | 0.55404 | 1.708 | 0.00070991 | 0.03833% | 0.7071% | 2.7101e-06 |  |  | 9.2408e-05 | 0.495 | 0.23248 | 0.55404 | 1.708 | 0.0010263 | 0.1108% | 0.7071% | 7.8333e-06 |  |  | 0.495 | 0.23248 | 0.55404 | 1.708 | 0.0012752 | 0.2751% | 0.7071% | 1.9449e-05
[5 empty] | 0.5 | 0.2415 | 0.55409 | 1.7438 | 0.00072482 | 0.03913% | 0.7071% | 2.7672e-06 |  |  | 9.5175e-05 | 0.5 | 0.2415 | 0.55409 | 1.7438 | 0.0010479 | 0.1131% | 0.7071% | 7.9983e-06 |  |  | 0.5 | 0.2415 | 0.55409 | 1.7438 | 0.0013019 | 0.2808% | 0.7071% | 1.9858e-05
[5 empty] | 0.505 | 0.25052 | 0.55404 | 1.7804 | 0.00074003 | 0.03995% | 0.7071% | 2.8251e-06 |  |  | 9.8e-05 | 0.505 | 0.25052 | 0.55404 | 1.7804 | 0.0010699 | 0.1155% | 0.7071% | 8.1655e-06 |  |  | 0.505 | 0.25052 | 0.55404 | 1.7804 | 0.0013293 | 0.2867% | 0.7071% | 2.0273e-05
[5 empty] | 0.51 | 0.25955 | 0.55391 | 1.8178 | 0.00075557 | 0.04079% | 0.7069% | 2.8837e-06 |  |  | 0.00010088 | 0.51 | 0.25955 | 0.55391 | 1.8178 | 0.0010924 | 0.1179% | 0.7069% | 8.3349e-06 |  |  | 0.51 | 0.25955 | 0.55391 | 1.8178 | 0.0013572 | 0.2927% | 0.7069% | 2.0693e-05
[5 empty] | 0.515 | 0.26858 | 0.55369 | 1.856 | 0.00077145 | 0.04165% | 0.7066% | 2.9431e-06 |  |  | 0.00010383 | 0.515 | 0.26858 | 0.55369 | 1.856 | 0.0011153 | 0.1204% | 0.7066% | 8.5065e-06 |  |  | 0.515 | 0.26858 | 0.55369 | 1.856 | 0.0013857 | 0.2989% | 0.7066% | 2.1119e-05
[5 empty] | 0.52 | 0.27761 | 0.55339 | 1.895 | 0.00078766 | 0.04252% | 0.7063% | 3.0033e-06 |  |  | 0.00010683 | 0.52 | 0.27761 | 0.55339 | 1.895 | 0.0011387 | 0.1229% | 0.7063% | 8.6804e-06 |  |  | 0.52 | 0.27761 | 0.55339 | 1.895 | 0.0014148 | 0.3051% | 0.7063% | 2.155e-05
[5 empty] | 0.525 | 0.28665 | 0.553 | 1.9349 | 0.00080422 | 0.04342% | 0.7058% | 3.0643e-06 |  |  | 0.00010989 | 0.525 | 0.28665 | 0.553 | 1.9349 | 0.0011627 | 0.1255% | 0.7058% | 8.8566e-06 |  |  | 0.525 | 0.28665 | 0.553 | 1.9349 | 0.0014446 | 0.3115% | 0.7058% | 2.1987e-05
[5 empty] | 0.53 | 0.29569 | 0.55252 | 1.9756 | 0.00082115 | 0.04433% | 0.7051% | 3.1261e-06 |  |  | 0.00011302 | 0.53 | 0.29569 | 0.55252 | 1.9756 | 0.0011872 | 0.1281% | 0.7051% | 9.035e-06 |  |  | 0.53 | 0.29569 | 0.55252 | 1.9756 | 0.001475 | 0.3181% | 0.7051% | 2.243e-05
[5 empty] | 0.535 | 0.30475 | 0.55195 | 2.0172 | 0.00083845 | 0.04527% | 0.7044% | 3.1886e-06 |  |  | 0.00011621 | 0.535 | 0.30475 | 0.55195 | 2.0172 | 0.0012122 | 0.1308% | 0.7044% | 9.2158e-06 |  |  | 0.535 | 0.30475 | 0.55195 | 2.0172 | 0.001506 | 0.3248% | 0.7044% | 2.2878e-05
[5 empty] | 0.54 | 0.31381 | 0.5513 | 2.0597 | 0.00085613 | 0.04622% | 0.7036% | 3.252e-06 |  |  | 0.00011946 | 0.54 | 0.31381 | 0.5513 | 2.0597 | 0.0012377 | 0.1336% | 0.7036% | 9.3989e-06 |  |  | 0.54 | 0.31381 | 0.5513 | 2.0597 | 0.0015378 | 0.3316% | 0.7036% | 2.3332e-05
[5 empty] | 0.545 | 0.32289 | 0.55056 | 2.1032 | 0.00087421 | 0.0472% | 0.7026% | 3.3162e-06 |  |  | 0.00012278 | 0.545 | 0.32289 | 0.55056 | 2.1032 | 0.0012639 | 0.1364% | 0.7026% | 9.5843e-06 |  |  | 0.545 | 0.32289 | 0.55056 | 2.1032 | 0.0015703 | 0.3386% | 0.7026% | 2.3792e-05
[5 empty] | 0.55 | 0.33198 | 0.54973 | 2.1477 | 0.0008927 | 0.04819% | 0.7016% | 3.3812e-06 |  |  | 0.00012616 | 0.55 | 0.33198 | 0.54973 | 2.1477 | 0.0012906 | 0.1393% | 0.7016% | 9.7721e-06 |  |  | 0.55 | 0.33198 | 0.54973 | 2.1477 | 0.0016035 | 0.3458% | 0.7016% | 2.4258e-05
[5 empty] | 0.555 | 0.34108 | 0.54881 | 2.1932 | 0.00091161 | 0.04921% | 0.7004% | 3.447e-06 |  |  | 0.00012961 | 0.555 | 0.34108 | 0.54881 | 2.1932 | 0.0013179 | 0.1422% | 0.7004% | 9.9623e-06 |  |  | 0.555 | 0.34108 | 0.54881 | 2.1932 | 0.0016375 | 0.3531% | 0.7004% | 2.4729e-05
[5 empty] | 0.56 | 0.3502 | 0.54781 | 2.2397 | 0.00093095 | 0.05026% | 0.6991% | 3.5137e-06 |  |  | 0.00013312 | 0.56 | 0.3502 | 0.54781 | 2.2397 | 0.0013459 | 0.1453% | 0.6991% | 1.0155e-05 |  |  | 0.56 | 0.3502 | 0.54781 | 2.2397 | 0.0016722 | 0.3605% | 0.6991% | 2.5207e-05
[5 empty] | 0.565 | 0.35933 | 0.54672 | 2.2874 | 0.00095074 | 0.05133% | 0.6977% | 3.5813e-06 |  |  | 0.0001367 | 0.565 | 0.35933 | 0.54672 | 2.2874 | 0.0013745 | 0.1483% | 0.6977% | 1.035e-05 |  |  | 0.565 | 0.35933 | 0.54672 | 2.2874 | 0.0017078 | 0.3682% | 0.6977% | 2.569e-05
[5 empty] | 0.57 | 0.36849 | 0.54553 | 2.3361 | 0.000971 | 0.05242% | 0.6962% | 3.6496e-06 |  |  | 0.00014035 | 0.57 | 0.36849 | 0.54553 | 2.3361 | 0.0014038 | 0.1515% | 0.6962% | 1.0547e-05 |  |  | 0.57 | 0.36849 | 0.54553 | 2.3361 | 0.0017441 | 0.376% | 0.6962% | 2.618e-05
[5 empty] | 0.575 | 0.37767 | 0.54427 | 2.386 | 0.00099173 | 0.05354% | 0.6946% | 3.7189e-06 |  |  | 0.00014407 | 0.575 | 0.37767 | 0.54427 | 2.386 | 0.0014338 | 0.1547% | 0.6946% | 1.0747e-05 |  |  | 0.575 | 0.37767 | 0.54427 | 2.386 | 0.0017814 | 0.384% | 0.6946% | 2.6676e-05
[5 empty] | 0.58 | 0.38686 | 0.54291 | 2.437 | 0.001013 | 0.05468% | 0.6929% | 3.789e-06 |  |  | 0.00014786 | 0.58 | 0.38686 | 0.54291 | 2.437 | 0.0014645 | 0.158% | 0.6929% | 1.095e-05 |  |  | 0.58 | 0.38686 | 0.54291 | 2.437 | 0.0018195 | 0.3922% | 0.6929% | 2.7178e-05
[5 empty] | 0.585 | 0.39609 | 0.54146 | 2.4893 | 0.0010347 | 0.05586% | 0.691% | 3.86e-06 |  |  | 0.00015172 | 0.585 | 0.39609 | 0.54146 | 2.4893 | 0.0014959 | 0.1614% | 0.691% | 1.1155e-05 |  |  | 0.585 | 0.39609 | 0.54146 | 2.4893 | 0.0018586 | 0.4006% | 0.691% | 2.7686e-05
[5 empty] | 0.59 | 0.40533 | 0.53993 | 2.5429 | 0.001057 | 0.05706% | 0.6891% | 3.9318e-06 |  |  | 0.00015565 | 0.59 | 0.40533 | 0.53993 | 2.5429 | 0.0015281 | 0.1649% | 0.6891% | 1.1363e-05 |  |  | 0.59 | 0.40533 | 0.53993 | 2.5429 | 0.0018986 | 0.4092% | 0.6891% | 2.82e-05
[5 empty] | 0.595 | 0.41461 | 0.5383 | 2.5978 | 0.0010798 | 0.05829% | 0.687% | 4.0046e-06 |  |  | 0.00015965 | 0.595 | 0.41461 | 0.5383 | 2.5978 | 0.0015611 | 0.1685% | 0.687% | 1.1573e-05 |  |  | 0.595 | 0.41461 | 0.5383 | 2.5978 | 0.0019395 | 0.4181% | 0.687% | 2.8721e-05
[5 empty] | 0.6 | 0.42391 | 0.53659 | 2.6541 | 0.0011032 | 0.05955% | 0.6848% | 4.0782e-06 |  |  | 0.00016373 | 0.6 | 0.42391 | 0.53659 | 2.6541 | 0.0015949 | 0.1721% | 0.6848% | 1.1785e-05 |  |  | 0.6 | 0.42391 | 0.53659 | 2.6541 | 0.0019815 | 0.4271% | 0.6848% | 2.9248e-05
[5 empty] | 0.605 | 0.43324 | 0.53478 | 2.7117 | 0.0011271 | 0.06085% | 0.6825% | 4.1528e-06 |  |  | 0.00016789 | 0.605 | 0.43324 | 0.53478 | 2.7117 | 0.0016295 | 0.1758% | 0.6825% | 1.2001e-05 |  |  | 0.605 | 0.43324 | 0.53478 | 2.7117 | 0.0020246 | 0.4364% | 0.6825% | 2.9781e-05
[5 empty] | 0.61 | 0.44261 | 0.53289 | 2.7708 | 0.0011517 | 0.06217% | 0.6801% | 4.2283e-06 |  |  | 0.00017211 | 0.61 | 0.44261 | 0.53289 | 2.7708 | 0.001665 | 0.1797% | 0.6801% | 1.2219e-05 |  |  | 0.61 | 0.44261 | 0.53289 | 2.7708 | 0.0020687 | 0.4458% | 0.6801% | 3.0321e-05
[5 empty] | 0.615 | 0.45201 | 0.5309 | 2.8315 | 0.0011769 | 0.06353% | 0.6776% | 4.3047e-06 |  |  | 0.00017642 | 0.615 | 0.45201 | 0.5309 | 2.8315 | 0.0017015 | 0.1836% | 0.6776% | 1.2439e-05 |  |  | 0.615 | 0.45201 | 0.5309 | 2.8315 | 0.002114 | 0.4556% | 0.6776% | 3.0868e-05
[5 empty] | 0.62 | 0.46145 | 0.52883 | 2.8937 | 0.0012027 | 0.06493% | 0.6749% | 4.382e-06 |  |  | 0.0001808 | 0.62 | 0.46145 | 0.52883 | 2.8937 | 0.0017388 | 0.1876% | 0.6749% | 1.2662e-05 |  |  | 0.62 | 0.46145 | 0.52883 | 2.8937 | 0.0021604 | 0.4656% | 0.6749% | 3.1421e-05
[5 empty] | 0.625 | 0.47092 | 0.52666 | 2.9575 | 0.0012293 | 0.06636% | 0.6721% | 4.4602e-06 |  |  | 0.00018526 | 0.625 | 0.47092 | 0.52666 | 2.9575 | 0.0017772 | 0.1918% | 0.6721% | 1.2888e-05 |  |  | 0.625 | 0.47092 | 0.52666 | 2.9575 | 0.0022081 | 0.4758% | 0.6721% | 3.1981e-05
[5 empty] | 0.63 | 0.48043 | 0.5244 | 3.023 | 0.0012565 | 0.06783% | 0.6693% | 4.5394e-06 |  |  | 0.0001898 | 0.63 | 0.48043 | 0.5244 | 3.023 | 0.0018165 | 0.196% | 0.6693% | 1.3117e-05 |  |  | 0.63 | 0.48043 | 0.5244 | 3.023 | 0.002257 | 0.4863% | 0.6693% | 3.2547e-05
[5 empty] | 0.635 | 0.48999 | 0.52205 | 3.0902 | 0.0012845 | 0.06934% | 0.6663% | 4.6196e-06 |  |  | 0.00019442 | 0.635 | 0.48999 | 0.52205 | 3.0902 | 0.001857 | 0.2004% | 0.6663% | 1.3349e-05 |  |  | 0.635 | 0.48999 | 0.52205 | 3.0902 | 0.0023072 | 0.4971% | 0.6663% | 3.312e-05
[5 empty] | 0.64 | 0.49959 | 0.51961 | 3.1593 | 0.0013132 | 0.07089% | 0.6631% | 4.7007e-06 |  |  | 0.00019912 | 0.64 | 0.49959 | 0.51961 | 3.1593 | 0.0018985 | 0.2048% | 0.6631% | 1.3583e-05 |  |  | 0.64 | 0.49959 | 0.51961 | 3.1593 | 0.0023587 | 0.5082% | 0.6631% | 3.37e-05
[5 empty] | 0.645 | 0.50924 | 0.51707 | 3.2303 | 0.0013427 | 0.07248% | 0.6599% | 4.7828e-06 |  |  | 0.0002039 | 0.645 | 0.50924 | 0.51707 | 3.2303 | 0.0019411 | 0.2094% | 0.6599% | 1.382e-05 |  |  | 0.645 | 0.50924 | 0.51707 | 3.2303 | 0.0024117 | 0.5196% | 0.6599% | 3.4287e-05
[5 empty] | 0.65 | 0.51893 | 0.51444 | 3.3032 | 0.001373 | 0.07411% | 0.6565% | 4.8658e-06 |  |  | 0.00020877 | 0.65 | 0.51893 | 0.51444 | 3.3032 | 0.0019849 | 0.2141% | 0.6565% | 1.4059e-05 |  |  | 0.65 | 0.51893 | 0.51444 | 3.3032 | 0.0024662 | 0.5313% | 0.6565% | 3.4881e-05
[5 empty] | 0.655 | 0.52868 | 0.51172 | 3.3781 | 0.0014041 | 0.07579% | 0.6531% | 4.9499e-06 |  |  | 0.00021372 | 0.655 | 0.52868 | 0.51172 | 3.3781 | 0.00203 | 0.219% | 0.6531% | 1.4302e-05 |  |  | 0.655 | 0.52868 | 0.51172 | 3.3781 | 0.0025221 | 0.5433% | 0.6531% | 3.5481e-05
[5 empty] | 0.66 | 0.53847 | 0.5089 | 3.4552 | 0.0014362 | 0.07752% | 0.6495% | 5.0349e-06 |  |  | 0.00021875 | 0.66 | 0.53847 | 0.5089 | 3.4552 | 0.0020763 | 0.224% | 0.6495% | 1.4547e-05 |  |  | 0.66 | 0.53847 | 0.5089 | 3.4552 | 0.0025797 | 0.5557% | 0.6495% | 3.6089e-05
[5 empty] | 0.665 | 0.54833 | 0.50599 | 3.5345 | 0.0014691 | 0.0793% | 0.6458% | 5.1209e-06 |  |  | 0.00022388 | 0.665 | 0.54833 | 0.50599 | 3.5345 | 0.0021239 | 0.2291% | 0.6458% | 1.4796e-05 |  |  | 0.665 | 0.54833 | 0.50599 | 3.5345 | 0.0026389 | 0.5684% | 0.6458% | 3.6703e-05
[5 empty] | 0.67 | 0.55824 | 0.50298 | 3.6161 | 0.001503 | 0.08113% | 0.6419% | 5.208e-06 |  |  | 0.00022908 | 0.67 | 0.55824 | 0.50298 | 3.6161 | 0.002173 | 0.2344% | 0.6419% | 1.5047e-05 |  |  | 0.67 | 0.55824 | 0.50298 | 3.6161 | 0.0026998 | 0.5815% | 0.6419% | 3.7325e-05
[5 empty] | 0.675 | 0.56821 | 0.49988 | 3.7001 | 0.0015379 | 0.08301% | 0.638% | 5.296e-06 |  |  | 0.00023438 | 0.675 | 0.56821 | 0.49988 | 3.7001 | 0.0022234 | 0.2398% | 0.638% | 1.5301e-05 |  |  | 0.675 | 0.56821 | 0.49988 | 3.7001 | 0.0027625 | 0.5949% | 0.638% | 3.7954e-05
[5 empty] | 0.68 | 0.57824 | 0.49668 | 3.7865 | 0.0015739 | 0.08495% | 0.6339% | 5.385e-06 |  |  | 0.00023976 | 0.68 | 0.57824 | 0.49668 | 3.7865 | 0.0022754 | 0.2454% | 0.6339% | 1.5558e-05 |  |  | 0.68 | 0.57824 | 0.49668 | 3.7865 | 0.0028271 | 0.6088% | 0.6339% | 3.859e-05
[5 empty] | 0.685 | 0.58834 | 0.49339 | 3.8756 | 0.0016109 | 0.08695% | 0.6297% | 5.4751e-06 |  |  | 0.00024524 | 0.685 | 0.58834 | 0.49339 | 3.8756 | 0.0023289 | 0.2512% | 0.6297% | 1.5818e-05 |  |  | 0.685 | 0.58834 | 0.49339 | 3.8756 | 0.0028936 | 0.6231% | 0.6297% | 3.9233e-05
[5 empty] | 0.69 | 0.59851 | 0.48999 | 3.9675 | 0.0016491 | 0.08901% | 0.6253% | 5.5662e-06 |  |  | 0.00025081 | 0.69 | 0.59851 | 0.48999 | 3.9675 | 0.0023841 | 0.2572% | 0.6253% | 1.6081e-05 |  |  | 0.69 | 0.59851 | 0.48999 | 3.9675 | 0.0029621 | 0.6378% | 0.6253% | 3.9883e-05
[5 empty] | 0.695 | 0.60875 | 0.4865 | 4.0621 | 0.0016884 | 0.09113% | 0.6209% | 5.6583e-06 |  |  | 0.00025646 | 0.695 | 0.60875 | 0.4865 | 4.0621 | 0.002441 | 0.2633% | 0.6209% | 1.6347e-05 |  |  | 0.695 | 0.60875 | 0.4865 | 4.0621 | 0.0030328 | 0.6529% | 0.6209% | 4.054e-05
[5 empty] | 0.7 | 0.61907 | 0.48291 | 4.1598 | 0.001729 | 0.09332% | 0.6163% | 5.7515e-06 |  |  | 0.00026222 | 0.7 | 0.61907 | 0.48291 | 4.1598 | 0.0024997 | 0.2696% | 0.6163% | 1.6615e-05 |  |  | 0.7 | 0.61907 | 0.48291 | 4.1598 | 0.0031057 | 0.6686% | 0.6163% | 4.1205e-05
[5 empty] | 0.705 | 0.62946 | 0.47921 | 4.2605 | 0.0017709 | 0.09558% | 0.6116% | 5.8457e-06 |  |  | 0.00026806 | 0.705 | 0.62946 | 0.47921 | 4.2605 | 0.0025602 | 0.2761% | 0.6116% | 1.6887e-05 |  |  | 0.705 | 0.62946 | 0.47921 | 4.2605 | 0.0031809 | 0.6847% | 0.6116% | 4.1877e-05
[5 empty] | 0.71 | 0.63994 | 0.47542 | 4.3645 | 0.0018141 | 0.09791% | 0.6067% | 5.9409e-06 |  |  | 0.000274 | 0.71 | 0.63994 | 0.47542 | 4.3645 | 0.0026227 | 0.2829% | 0.6067% | 1.7162e-05 |  |  | 0.71 | 0.63994 | 0.47542 | 4.3645 | 0.0032586 | 0.7014% | 0.6067% | 4.2556e-05
[5 empty] | 0.715 | 0.6505 | 0.47153 | 4.472 | 0.0018588 | 0.1003% | 0.6018% | 6.0372e-06 |  |  | 0.00028004 | 0.715 | 0.6505 | 0.47153 | 4.472 | 0.0026873 | 0.2898% | 0.6018% | 1.744e-05 |  |  | 0.715 | 0.6505 | 0.47153 | 4.472 | 0.0033388 | 0.7186% | 0.6018% | 4.3243e-05
[5 empty] | 0.72 | 0.66115 | 0.46753 | 4.583 | 0.0019049 | 0.1028% | 0.5967% | 6.1346e-06 |  |  | 0.00028617 | 0.72 | 0.66115 | 0.46753 | 4.583 | 0.002754 | 0.297% | 0.5967% | 1.7721e-05 |  |  | 0.72 | 0.66115 | 0.46753 | 4.583 | 0.0034217 | 0.7364% | 0.5967% | 4.3937e-05
[5 empty] | 0.725 | 0.67189 | 0.46343 | 4.6977 | 0.0019526 | 0.1054% | 0.5914% | 6.233e-06 |  |  | 0.00029241 | 0.725 | 0.67189 | 0.46343 | 4.6977 | 0.0028229 | 0.3044% | 0.5914% | 1.8004e-05 |  |  | 0.725 | 0.67189 | 0.46343 | 4.6977 | 0.0035073 | 0.7547% | 0.5914% | 4.4638e-05
[5 empty] | 0.73 | 0.68273 | 0.45923 | 4.8164 | 0.002002 | 0.108% | 0.5861% | 6.3325e-06 |  |  | 0.00029874 | 0.73 | 0.68273 | 0.45923 | 4.8164 | 0.0028943 | 0.3121% | 0.5861% | 1.8291e-05 |  |  | 0.73 | 0.68273 | 0.45923 | 4.8164 | 0.003596 | 0.7737% | 0.5861% | 4.5347e-05
[5 empty] | 0.735 | 0.69366 | 0.45492 | 4.9393 | 0.002053 | 0.1108% | 0.5806% | 6.433e-06 |  |  | 0.00030517 | 0.735 | 0.69366 | 0.45492 | 4.9393 | 0.0029681 | 0.32% | 0.5806% | 1.8581e-05 |  |  | 0.735 | 0.69366 | 0.45492 | 4.9393 | 0.0036877 | 0.7934% | 0.5806% | 4.6062e-05
[5 empty] | 0.74 | 0.70471 | 0.45051 | 5.0665 | 0.0021059 | 0.1137% | 0.575% | 6.5345e-06 |  |  | 0.00031171 | 0.74 | 0.70471 | 0.45051 | 5.0665 | 0.0030445 | 0.3283% | 0.575% | 1.8874e-05 |  |  | 0.74 | 0.70471 | 0.45051 | 5.0665 | 0.0037827 | 0.8137% | 0.575% | 4.6786e-05
[5 empty] | 0.745 | 0.71586 | 0.44599 | 5.1983 | 0.0021607 | 0.1166% | 0.5692% | 6.6372e-06 |  |  | 0.00031834 | 0.745 | 0.71586 | 0.44599 | 5.1983 | 0.0031237 | 0.3368% | 0.5692% | 1.917e-05 |  |  | 0.745 | 0.71586 | 0.44599 | 5.1983 | 0.0038811 | 0.8348% | 0.5692% | 4.7516e-05
[5 empty] | 0.75 | 0.72713 | 0.44136 | 5.335 | 0.0022175 | 0.1197% | 0.5633% | 6.7408e-06 |  |  | 0.00032508 | 0.75 | 0.72713 | 0.44136 | 5.335 | 0.0032059 | 0.3456% | 0.5633% | 1.9469e-05 |  |  | 0.75 | 0.72713 | 0.44136 | 5.335 | 0.0039831 | 0.8567% | 0.5633% | 4.8254e-05
[5 empty] | 0.755 | 0.73852 | 0.43662 | 5.4767 | 0.0022764 | 0.1229% | 0.5572% | 6.8455e-06 |  |  | 0.00033193 | 0.755 | 0.73852 | 0.43662 | 5.4767 | 0.0032911 | 0.3548% | 0.5572% | 1.9771e-05 |  |  | 0.755 | 0.73852 | 0.43662 | 5.4767 | 0.004089 | 0.8793% | 0.5572% | 4.8998e-05
[5 empty] | 0.76 | 0.75004 | 0.43177 | 5.6239 | 0.0023376 | 0.1261% | 0.551% | 6.9513e-06 |  |  | 0.00033888 | 0.76 | 0.75004 | 0.43177 | 5.6239 | 0.0033795 | 0.3643% | 0.551% | 2.0075e-05 |  |  | 0.76 | 0.75004 | 0.43177 | 5.6239 | 0.0041988 | 0.9028% | 0.551% | 4.975e-05
[5 empty] | 0.765 | 0.76168 | 0.42681 | 5.7768 | 0.0024011 | 0.1296% | 0.5447% | 7.0581e-06 |  |  | 0.00034594 | 0.765 | 0.76168 | 0.42681 | 5.7768 | 0.0034713 | 0.3742% | 0.5447% | 2.0383e-05 |  |  | 0.765 | 0.76168 | 0.42681 | 5.7768 | 0.004313 | 0.9273% | 0.5447% | 5.0509e-05
[5 empty] | 0.77 | 0.77347 | 0.42173 | 5.9357 | 0.0024672 | 0.1331% | 0.5382% | 7.1659e-06 |  |  | 0.00035311 | 0.77 | 0.77347 | 0.42173 | 5.9357 | 0.0035668 | 0.3845% | 0.5382% | 2.0694e-05 |  |  | 0.77 | 0.77347 | 0.42173 | 5.9357 | 0.0044316 | 0.9527% | 0.5382% | 5.1275e-05
[5 empty] | 0.775 | 0.7854 | 0.41655 | 6.101 | 0.0025359 | 0.1368% | 0.5316% | 7.2747e-06 |  |  | 0.00036038 | 0.775 | 0.7854 | 0.41655 | 6.101 | 0.0036662 | 0.3952% | 0.5316% | 2.1007e-05 |  |  | 0.775 | 0.7854 | 0.41655 | 6.101 | 0.004555 | 0.9791% | 0.5316% | 5.2048e-05
[5 empty] | 0.78 | 0.79748 | 0.41124 | 6.2731 | 0.0026074 | 0.1407% | 0.5248% | 7.3845e-06 |  |  | 0.00036776 | 0.78 | 0.79748 | 0.41124 | 6.2731 | 0.0037696 | 0.4063% | 0.5248% | 2.1323e-05 |  |  | 0.78 | 0.79748 | 0.41124 | 6.2731 | 0.0046835 | 1.007% | 0.5248% | 5.2827e-05
[5 empty] | 0.785 | 0.80972 | 0.40582 | 6.4524 | 0.0026819 | 0.1447% | 0.5179% | 7.4953e-06 |  |  | 0.00037526 | 0.785 | 0.80972 | 0.40582 | 6.4524 | 0.0038773 | 0.4179% | 0.5179% | 2.1643e-05 |  |  | 0.785 | 0.80972 | 0.40582 | 6.4524 | 0.0048174 | 1.035% | 0.5179% | 5.3613e-05
[5 empty] | 0.79 | 0.82212 | 0.40028 | 6.6393 | 0.0027596 | 0.1489% | 0.5108% | 7.607e-06 |  |  | 0.00038287 | 0.79 | 0.82212 | 0.40028 | 6.6393 | 0.0039897 | 0.43% | 0.5108% | 2.1964e-05 |  |  | 0.79 | 0.82212 | 0.40028 | 6.6393 | 0.0049569 | 1.065% | 0.5108% | 5.4405e-05
[5 empty] | 0.795 | 0.8347 | 0.39462 | 6.8344 | 0.0028407 | 0.1533% | 0.5036% | 7.7197e-06 |  |  | 0.00039059 | 0.795 | 0.8347 | 0.39462 | 6.8344 | 0.0041069 | 0.4426% | 0.5036% | 2.2289e-05 |  |  | 0.795 | 0.8347 | 0.39462 | 6.8344 | 0.0051026 | 1.096% | 0.5036% | 5.5203e-05
[5 empty] | 0.8 | 0.84747 | 0.38884 | 7.0383 | 0.0029255 | 0.1579% | 0.4962% | 7.8333e-06 |  |  | 0.00039842 | 0.8 | 0.84747 | 0.38884 | 7.0383 | 0.0042294 | 0.4557% | 0.4962% | 2.2616e-05 |  |  | 0.8 | 0.84747 | 0.38884 | 7.0383 | 0.0052548 | 1.129% | 0.4962% | 5.6007e-05
[5 empty] | 0.805 | 0.86042 | 0.38293 | 7.2514 | 0.0030141 | 0.1626% | 0.4887% | 7.9477e-06 |  |  | 0.00040637 | 0.805 | 0.86042 | 0.38293 | 7.2514 | 0.0043575 | 0.4695% | 0.4887% | 2.2945e-05 |  |  | 0.805 | 0.86042 | 0.38293 | 7.2514 | 0.005414 | 1.163% | 0.4887% | 5.6817e-05
[5 empty] | 0.81 | 0.87359 | 0.3769 | 7.4746 | 0.0031068 | 0.1676% | 0.481% | 8.063e-06 |  |  | 0.00041443 | 0.81 | 0.87359 | 0.3769 | 7.4746 | 0.0044916 | 0.4839% | 0.481% | 2.3277e-05 |  |  | 0.81 | 0.87359 | 0.3769 | 7.4746 | 0.0055805 | 1.198% | 0.481% | 5.7632e-05
[5 empty] | 0.815 | 0.88696 | 0.37074 | 7.7083 | 0.003204 | 0.1729% | 0.4731% | 8.179e-06 |  |  | 0.00042261 | 0.815 | 0.88696 | 0.37074 | 7.7083 | 0.0046321 | 0.499% | 0.4731% | 2.3611e-05 |  |  | 0.815 | 0.88696 | 0.37074 | 7.7083 | 0.0057551 | 1.235% | 0.4731% | 5.8452e-05
[5 empty] | 0.82 | 0.90056 | 0.36444 | 7.9536 | 0.0033059 | 0.1784% | 0.4651% | 8.2958e-06 |  |  | 0.00043091 | 0.82 | 0.90056 | 0.36444 | 7.9536 | 0.0047794 | 0.5148% | 0.4651% | 2.3946e-05 |  |  | 0.82 | 0.90056 | 0.36444 | 7.9536 | 0.0059382 | 1.274% | 0.4651% | 5.9277e-05
[5 empty] | 0.825 | 0.9144 | 0.35802 | 8.2112 | 0.003413 | 0.1841% | 0.4569% | 8.4133e-06 |  |  | 0.00043932 | 0.825 | 0.9144 | 0.35802 | 8.2112 | 0.0049342 | 0.5315% | 0.4569% | 2.4284e-05 |  |  | 0.825 | 0.9144 | 0.35802 | 8.2112 | 0.0061305 | 1.315% | 0.4569% | 6.0106e-05
[5 empty] | 0.83 | 0.9285 | 0.35146 | 8.482 | 0.0035256 | 0.1902% | 0.4485% | 8.5313e-06 |  |  | 0.00044785 | 0.83 | 0.9285 | 0.35146 | 8.482 | 0.005097 | 0.549% | 0.4485% | 2.4624e-05 |  |  | 0.83 | 0.9285 | 0.35146 | 8.482 | 0.0063327 | 1.359% | 0.4485% | 6.0938e-05
[5 empty] | 0.835 | 0.94286 | 0.34477 | 8.7672 | 0.0036441 | 0.1966% | 0.44% | 8.6499e-06 |  |  | 0.0004565 | 0.835 | 0.94286 | 0.34477 | 8.7672 | 0.0052684 | 0.5674% | 0.44% | 2.4964e-05 |  |  | 0.835 | 0.94286 | 0.34477 | 8.7672 | 0.0065457 | 1.404% | 0.44% | 6.1773e-05
[5 empty] | 0.84 | 0.95751 | 0.33793 | 9.068 | 0.0037691 | 0.2033% | 0.4313% | 8.769e-06 |  |  | 0.00046527 | 0.84 | 0.95751 | 0.33793 | 9.068 | 0.0054491 | 0.5868% | 0.4313% | 2.5306e-05 |  |  | 0.84 | 0.95751 | 0.33793 | 9.068 | 0.0067702 | 1.452% | 0.4313% | 6.261e-05
[5 empty] | 0.845 | 0.97246 | 0.33096 | 9.3856 | 0.0039011 | 0.2104% | 0.4224% | 8.8884e-06 |  |  | 0.00047416 | 0.845 | 0.97246 | 0.33096 | 9.3856 | 0.0056399 | 0.6073% | 0.4224% | 2.5649e-05 |  |  | 0.845 | 0.97246 | 0.33096 | 9.3856 | 0.0070073 | 1.502% | 0.4224% | 6.3448e-05
[5 empty] | 0.85 | 0.98773 | 0.32383 | 9.7215 | 0.0040407 | 0.218% | 0.4133% | 9.008e-06 |  |  | 0.00048317 | 0.85 | 0.98773 | 0.32383 | 9.7215 | 0.0058418 | 0.6289% | 0.4133% | 2.5993e-05 |  |  | 0.85 | 0.98773 | 0.32383 | 9.7215 | 0.0072581 | 1.556% | 0.4133% | 6.4287e-05
[5 empty] | 0.855 | 1.0033 | 0.31656 | 10.0774 | 0.0041887 | 0.2259% | 0.404% | 9.1277e-06 |  |  | 0.00049229 | 0.855 | 1.0033 | 0.31656 | 10.0774 | 0.0060556 | 0.6519% | 0.404% | 2.6336e-05 |  |  | 0.855 | 1.0033 | 0.31656 | 10.0774 | 0.0075238 | 1.612% | 0.404% | 6.5126e-05
[5 empty] | 0.86 | 1.0193 | 0.30913 | 10.4551 | 0.0043457 | 0.2344% | 0.3945% | 9.2474e-06 |  |  | 0.00050154 | 0.86 | 1.0193 | 0.30913 | 10.4551 | 0.0062826 | 0.6762% | 0.3945% | 2.6679e-05 |  |  | 0.86 | 1.0193 | 0.30913 | 10.4551 | 0.0078059 | 1.672% | 0.3945% | 6.5962e-05
[5 empty] | 0.865 | 1.0357 | 0.30155 | 10.8569 | 0.0045127 | 0.2434% | 0.3849% | 9.3668e-06 |  |  | 0.00051091 | 0.865 | 1.0357 | 0.30155 | 10.8569 | 0.0065241 | 0.7021% | 0.3849% | 2.7021e-05 |  |  | 0.865 | 1.0357 | 0.30155 | 10.8569 | 0.0081058 | 1.736% | 0.3849% | 6.6796e-05
[5 empty] | 0.87 | 1.0525 | 0.29381 | 11.285 | 0.0046906 | 0.253% | 0.375% | 9.4858e-06 |  |  | 0.00052039 | 0.87 | 1.0525 | 0.29381 | 11.285 | 0.0067813 | 0.7297% | 0.375% | 2.7362e-05 |  |  | 0.87 | 1.0525 | 0.29381 | 11.285 | 0.0084254 | 1.803% | 0.375% | 6.7624e-05
[5 empty] | 0.875 | 1.0698 | 0.28591 | 11.7423 | 0.0048807 | 0.2632% | 0.3649% | 9.6041e-06 |  |  | 0.00053 | 0.875 | 1.0698 | 0.28591 | 11.7423 | 0.0070561 | 0.7592% | 0.3649% | 2.7701e-05 |  |  | 0.875 | 1.0698 | 0.28591 | 11.7423 | 0.0087668 | 1.876% | 0.3649% | 6.8446e-05
[5 empty] | 0.88 | 1.0875 | 0.27783 | 12.2318 | 0.0050842 | 0.2742% | 0.3546% | 9.7215e-06 |  |  | 0.00053972 | 0.88 | 1.0875 | 0.27783 | 12.2318 | 0.0073503 | 0.7907% | 0.3546% | 2.8036e-05 |  |  | 0.88 | 1.0875 | 0.27783 | 12.2318 | 0.0091323 | 1.953% | 0.3546% | 6.9259e-05
[5 empty] | 0.885 | 1.1058 | 0.26959 | 12.7573 | 0.0053026 | 0.2859% | 0.3441% | 9.8375e-06 |  |  | 0.00054956 | 0.885 | 1.1058 | 0.26959 | 12.7573 | 0.007666 | 0.8245% | 0.3441% | 2.8368e-05 |  |  | 0.885 | 1.1058 | 0.26959 | 12.7573 | 0.0095247 | 2.036% | 0.3441% | 7.006e-05
[5 empty] | 0.89 | 1.1246 | 0.26116 | 13.3229 | 0.0055377 | 0.2986% | 0.3333% | 9.952e-06 |  |  | 0.00055951 | 0.89 | 1.1246 | 0.26116 | 13.3229 | 0.008006 | 0.8609% | 0.3333% | 2.8694e-05 |  |  | 0.89 | 1.1246 | 0.26116 | 13.3229 | 0.009947 | 2.126% | 0.3333% | 7.0848e-05
[5 empty] | 0.895 | 1.1441 | 0.25255 | 13.9337 | 0.0057916 | 0.3123% | 0.3223% | 1.0064e-05 |  |  | 0.00056957 | 0.895 | 1.1441 | 0.25255 | 13.9337 | 0.008373 | 0.9002% | 0.3223% | 2.9015e-05 |  |  | 0.895 | 1.1441 | 0.25255 | 13.9337 | 0.010403 | 2.222% | 0.3223% | 7.1617e-05
[5 empty] | 0.9 | 1.1642 | 0.24375 | 14.5954 | 0.0060666 | 0.3271% | 0.3111% | 1.0174e-05 |  |  | 0.00057975 | 0.9 | 1.1642 | 0.24375 | 14.5954 | 0.0087706 | 0.9428% | 0.3111% | 2.9327e-05 |  |  | 0.9 | 1.1642 | 0.24375 | 14.5954 | 0.010897 | 2.326% | 0.3111% | 7.2365e-05
[5 empty] | 0.905 | 1.1851 | 0.23475 | 15.315 | 0.0063657 | 0.3432% | 0.2996% | 1.0281e-05 |  |  | 0.00059003 | 0.905 | 1.1851 | 0.23475 | 15.315 | 0.009203 | 0.989% | 0.2996% | 2.963e-05 |  |  | 0.905 | 1.1851 | 0.23475 | 15.315 | 0.011434 | 2.44% | 0.2996% | 7.3087e-05
[5 empty] | 0.91 | 1.2068 | 0.22554 | 16.1007 | 0.0066922 | 0.3607% | 0.2878% | 1.0383e-05 |  |  | 0.00060041 | 0.91 | 1.2068 | 0.22554 | 16.1007 | 0.0096751 | 1.039% | 0.2878% | 2.9921e-05 |  |  | 0.91 | 1.2068 | 0.22554 | 16.1007 | 0.012021 | 2.563% | 0.2878% | 7.3777e-05
[5 empty] | 0.915 | 1.2295 | 0.21612 | 16.9624 | 0.0070504 | 0.38% | 0.2758% | 1.0481e-05 |  |  | 0.00061089 | 0.915 | 1.2295 | 0.21612 | 16.9624 | 0.010193 | 1.095% | 0.2758% | 3.0197e-05 |  |  | 0.915 | 1.2295 | 0.21612 | 16.9624 | 0.012664 | 2.698% | 0.2758% | 7.4428e-05
[5 empty] | 0.92 | 1.2532 | 0.20648 | 17.9123 | 0.0074453 | 0.4012% | 0.2635% | 1.0573e-05 |  |  | 0.00062147 | 0.92 | 1.2532 | 0.20648 | 17.9123 | 0.010764 | 1.156% | 0.2635% | 3.0456e-05 |  |  | 0.92 | 1.2532 | 0.20648 | 17.9123 | 0.013373 | 2.847% | 0.2635% | 7.5032e-05
[5 empty] | 0.925 | 1.278 | 0.1966 | 18.9654 | 0.007883 | 0.4248% | 0.2509% | 1.0658e-05 |  |  | 0.00063212 | 0.925 | 1.278 | 0.1966 | 18.9654 | 0.011397 | 1.223% | 0.2509% | 3.0694e-05 |  |  | 0.925 | 1.278 | 0.1966 | 18.9654 | 0.01416 | 3.012% | 0.2509% | 7.558e-05
[5 empty] | 0.93 | 1.3041 | 0.18648 | 20.1405 | 0.0083714 | 0.451% | 0.238% | 1.0734e-05 |  |  | 0.00064286 | 0.93 | 1.3041 | 0.18648 | 20.1405 | 0.012103 | 1.299% | 0.238% | 3.0906e-05 |  |  | 0.93 | 1.3041 | 0.18648 | 20.1405 | 0.015037 | 3.196% | 0.238% | 7.6059e-05
[5 empty] | 0.935 | 1.3317 | 0.1761 | 21.4612 | 0.0089203 | 0.4805% | 0.2247% | 1.08e-05 |  |  | 0.00065366 | 0.935 | 1.3317 | 0.1761 | 21.4612 | 0.012896 | 1.383% | 0.2247% | 3.1086e-05 |  |  | 0.935 | 1.3317 | 0.1761 | 21.4612 | 0.016023 | 3.402% | 0.2247% | 7.6454e-05
[5 empty] | 0.94 | 1.3609 | 0.16545 | 22.9582 | 0.0095426 | 0.514% | 0.2112% | 1.0853e-05 |  |  | 0.00066451 | 0.94 | 1.3609 | 0.16545 | 22.9582 | 0.013796 | 1.479% | 0.2112% | 3.1227e-05 |  |  | 0.94 | 1.3609 | 0.16545 | 22.9582 | 0.017141 | 3.635% | 0.2112% | 7.6747e-05
[5 empty] | 0.945 | 1.3922 | 0.1545 | 24.6717 | 0.010255 | 0.5522% | 0.1972% | 1.0889e-05 |  |  | 0.0006754 | 0.945 | 1.3922 | 0.1545 | 24.6717 | 0.014826 | 1.588% | 0.1972% | 3.132e-05 |  |  | 0.945 | 1.3922 | 0.1545 | 24.6717 | 0.01842 | 3.901% | 0.1972% | 7.6913e-05
[5 empty] | 0.95 | 1.4258 | 0.14324 | 26.656 | 0.01108 | 0.5965% | 0.1828% | 1.0905e-05 |  |  | 0.0006863 | 0.95 | 1.4258 | 0.14324 | 26.656 | 0.016018 | 1.715% | 0.1828% | 3.1353e-05 |  |  | 0.95 | 1.4258 | 0.14324 | 26.656 | 0.019901 | 4.208% | 0.1828% | 7.6921e-05
[5 empty] | 0.955 | 1.4622 | 0.13165 | 28.9859 | 0.012048 | 0.6485% | 0.168% | 1.0895e-05 |  |  | 0.0006972 | 0.955 | 1.4622 | 0.13165 | 28.9859 | 0.017418 | 1.864% | 0.168% | 3.131e-05 |  |  | 0.955 | 1.4622 | 0.13165 | 28.9859 | 0.021641 | 4.567% | 0.168% | 7.673e-05
[5 empty] | 0.96 | 1.502 | 0.11969 | 31.7683 | 0.013204 | 0.7105% | 0.1527% | 1.0853e-05 |  |  | 0.00070805 | 0.96 | 1.502 | 0.11969 | 31.7683 | 0.01909 | 2.041% | 0.1527% | 3.117e-05 |  |  | 0.96 | 1.502 | 0.11969 | 31.7683 | 0.023718 | 4.994% | 0.1527% | 7.6284e-05
[5 empty] | 0.965 | 1.5461 | 0.10732 | 35.1622 | 0.014615 | 0.7861% | 0.137% | 1.0767e-05 |  |  | 0.00071882 | 0.965 | 1.5461 | 0.10732 | 35.1622 | 0.021129 | 2.256% | 0.137% | 3.0901e-05 |  |  | 0.965 | 1.5461 | 0.10732 | 35.1622 | 0.026252 | 5.513% | 0.137% | 7.5505e-05
[5 empty] | 0.97 | 1.5957 | 0.094503 | 39.4159 | 0.016383 | 0.8808% | 0.1206% | 1.0623e-05 |  |  | 0.00072944 | 0.97 | 1.5957 | 0.094503 | 39.4159 | 0.023686 | 2.526% | 0.1206% | 3.0461e-05 |  |  | 0.97 | 1.5957 | 0.094503 | 39.4159 | 0.029428 | 6.159% | 0.1206% | 7.4278e-05
[5 empty] | 0.975 | 1.6527 | 0.081174 | 44.9442 | 0.018681 | 1.004% | 0.1036% | 1.0398e-05 |  |  | 0.00073984 | 0.975 | 1.6527 | 0.081174 | 44.9442 | 0.027008 | 2.875% | 0.1036% | 2.9781e-05 |  |  | 0.975 | 1.6527 | 0.081174 | 44.9442 | 0.033556 | 6.992% | 0.1036% | 7.243e-05
[5 empty] | 0.98 | 1.7202 | 0.067247 | 52.5048 | 0.021824 | 1.172% | 0.08582% | 1.0055e-05 |  |  | 0.0007499 | 0.98 | 1.7202 | 0.067247 | 52.5048 | 0.031551 | 3.35% | 0.08582% | 2.8752e-05 |  |  | 0.98 | 1.7202 | 0.067247 | 52.5048 | 0.0392 | 8.119% | 0.08582% | 6.9677e-05
[5 empty] | 0.985 | 1.804 | 0.052598 | 63.6744 | 0.026466 | 1.419% | 0.06713% | 9.5254e-06 |  |  | 0.00075942 | 0.985 | 1.804 | 0.052598 | 63.6744 | 0.038263 | 4.048% | 0.06713% | 2.7174e-05 |  |  | 0.985 | 1.804 | 0.052598 | 63.6744 | 0.04754 | 9.759% | 0.06713% | 6.5509e-05
[5 empty] | 0.99 | 1.9165 | 0.037017 | 82.5031 | 0.034292 | 1.835% | 0.04724% | 8.6678e-06 |  |  | 0.00076809 | 0.99 | 1.9165 | 0.037017 | 82.5031 | 0.049577 | 5.214% | 0.04724% | 2.463e-05 |  |  | 0.99 | 1.9165 | 0.037017 | 82.5031 | 0.061597 | 12.46% | 0.04724% | 5.8854e-05
[5 empty] | 0.995 | 2.0961 | 0.020083 | 124.7662 | 0.051859 | 2.762% | 0.02563% | 7.078e-06 |  |  | 0.00077517 | 0.995 | 2.0961 | 0.020083 | 124.7662 | 0.074974 | 7.778% | 0.02563% | 1.9936e-05 |  |  | 0.995 | 2.0961 | 0.020083 | 124.7662 | 0.093151 | 18.23% | 0.02563% | 4.6713e-05
|  |  |  | 2 | Standing, Speaking | 1 | hr | 0.325 | 0.72 |  |  | R(ERq) |  |  |  | Standing, Speaking | 2 | hr | 0.325 | 0.72 |  |  | R(ERq) |  |  | Standing, Speaking | 4 | hr | 0.325 | 0.72 |  |  | R(ERq)
[5 empty] | Percentile Increment | log10ERq | pdf log10ERq | I*Erq | Avg quanta/m3 | PI(ERq) | PERq | PI(ERq)*PERq | Risk = | 0.00093921 |  | Percentile Increment | log10ERq | pdf log10ERq | I*Erq | Avg quanta/m3 | PI(ERq) | PERq | PI(ERq)*PERq | Risk = | 0.0027067 | Percentile Increment | log10ERq | pdf log10ERq | I*Erq | Avg quanta/m3 | PI(ERq) | PERq | PI(ERq)*PERq | Risk = | 0.0066762
[5 empty] | 0.005 | -1.5296 | 0.020083 | 0.029539 | 1.2278e-05 | 0.000663% | 0.02563% | 1.6993e-09 | Percentile = | 0.655 |  | 0.005 | -1.5296 | 0.020083 | 0.029539 | 1.7751e-05 | 0.001917% | 0.02563% | 4.9135e-09 | Percentile = | 0.655 | 0.005 | -1.5296 | 0.020083 | 0.029539 | 2.2054e-05 | 0.004764% | 0.02563% | 1.2209e-08 | Percentile = | 0.655
[5 empty] | 0.01 | -1.35 | 0.037017 | 0.044671 | 1.8568e-05 | 0.001003% | 0.04724% | 4.7367e-09 | R(ERq)max = | 0.001321% |  | 0.01 | -1.35 | 0.037017 | 0.044671 | 2.6844e-05 | 0.002899% | 0.04724% | 1.3696e-08 | R(ERq)max = | 0.003793% | 0.01 | -1.35 | 0.037017 | 0.044671 | 3.3352e-05 | 0.007204% | 0.04724% | 3.4032e-08 | R(ERq)max = | 0.009283%
[5 empty] | 0.015 | -1.2375 | 0.052598 | 0.057881 | 2.4058e-05 | 0.001299% | 0.06713% | 8.7207e-09 | PI 90% = | 0.3963% |  | 0.015 | -1.2375 | 0.052598 | 0.057881 | 3.4781e-05 | 0.003756% | 0.06713% | 2.5215e-08 | PI 90% = | 1.141% | 0.015 | -1.2375 | 0.052598 | 0.057881 | 4.3214e-05 | 0.009334% | 0.06713% | 6.2655e-08 | PI 90% = | 2.812%
[5 empty] | 0.02 | -1.1537 | 0.067247 | 0.070194 | 2.9176e-05 | 0.001576% | 0.08582% | 1.3521e-08 | Percentile = | 0.9 |  | 0.02 | -1.1537 | 0.067247 | 0.070194 | 4.2181e-05 | 0.004555% | 0.08582% | 3.9096e-08 | Percentile = | 0.9 | 0.02 | -1.1537 | 0.067247 | 0.070194 | 5.2407e-05 | 0.01132% | 0.08582% | 9.7146e-08 | Percentile = | 0.9
[5 empty] | 0.025 | -1.0862 | 0.081174 | 0.082002 | 3.4084e-05 | 0.001841% | 0.1036% | 1.9067e-08 |  |  |  | 0.025 | -1.0862 | 0.081174 | 0.082002 | 4.9276e-05 | 0.005322% | 0.1036% | 5.5131e-08 |  |  | 0.025 | -1.0862 | 0.081174 | 0.082002 | 6.1223e-05 | 0.01322% | 0.1036% | 1.3699e-07
[5 empty] | 0.03 | -1.0292 | 0.094503 | 0.093504 | 3.8865e-05 | 0.002099% | 0.1206% | 2.5312e-08 |  |  |  | 0.03 | -1.0292 | 0.094503 | 0.093504 | 5.6188e-05 | 0.006068% | 0.1206% | 7.3186e-08 |  |  | 0.03 | -1.0292 | 0.094503 | 0.093504 | 6.981e-05 | 0.01508% | 0.1206% | 1.8185e-07
[5 empty] | 0.035 | -0.97958 | 0.10732 | 0.10482 | 4.3566e-05 | 0.002353% | 0.137% | 3.2222e-08 |  |  |  | 0.035 | -0.97958 | 0.10732 | 0.10482 | 6.2985e-05 | 0.006802% | 0.137% | 9.3165e-08 |  |  | 0.035 | -0.97958 | 0.10732 | 0.10482 | 7.8256e-05 | 0.0169% | 0.137% | 2.3149e-07
[5 empty] | 0.04 | -0.93549 | 0.11969 | 0.11601 | 4.8221e-05 | 0.002604% | 0.1527% | 3.9774e-08 |  |  |  | 0.04 | -0.93549 | 0.11969 | 0.11601 | 6.9714e-05 | 0.007529% | 0.1527% | 1.15e-07 |  |  | 0.04 | -0.93549 | 0.11969 | 0.11601 | 8.6616e-05 | 0.01871% | 0.1527% | 2.8575e-07
[5 empty] | 0.045 | -0.89569 | 0.13165 | 0.12715 | 5.285e-05 | 0.002854% | 0.168% | 4.7948e-08 |  |  |  | 0.045 | -0.89569 | 0.13165 | 0.12715 | 7.6406e-05 | 0.008251% | 0.168% | 1.3864e-07 |  |  | 0.045 | -0.89569 | 0.13165 | 0.12715 | 9.493e-05 | 0.0205% | 0.168% | 3.4448e-07
[5 empty] | 0.05 | -0.85929 | 0.14324 | 0.13826 | 5.7469e-05 | 0.003103% | 0.1828% | 5.6732e-08 |  |  |  | 0.05 | -0.85929 | 0.14324 | 0.13826 | 8.3084e-05 | 0.008973% | 0.1828% | 1.6403e-07 |  |  | 0.05 | -0.85929 | 0.14324 | 0.13826 | 0.00010323 | 0.02229% | 0.1828% | 4.0758e-07
[5 empty] | 0.055 | -0.8257 | 0.1545 | 0.14938 | 6.2091e-05 | 0.003353% | 0.1972% | 6.6112e-08 |  |  |  | 0.055 | -0.8257 | 0.1545 | 0.14938 | 8.9766e-05 | 0.009694% | 0.1972% | 1.9115e-07 |  |  | 0.055 | -0.8257 | 0.1545 | 0.14938 | 0.00011153 | 0.02409% | 0.1972% | 4.7496e-07
[5 empty] | 0.06 | -0.79444 | 0.16545 | 0.16053 | 6.6725e-05 | 0.003603% | 0.2112% | 7.608e-08 |  |  |  | 0.06 | -0.79444 | 0.16545 | 0.16053 | 9.6466e-05 | 0.01042% | 0.2112% | 2.1997e-07 |  |  | 0.06 | -0.79444 | 0.16545 | 0.16053 | 0.00011985 | 0.02589% | 0.2112% | 5.4657e-07
[5 empty] | 0.065 | -0.76515 | 0.1761 | 0.17173 | 7.138e-05 | 0.003854% | 0.2247% | 8.6628e-08 |  |  |  | 0.065 | -0.76515 | 0.1761 | 0.17173 | 0.0001032 | 0.01114% | 0.2247% | 2.5047e-07 |  |  | 0.065 | -0.76515 | 0.1761 | 0.17173 | 0.00012821 | 0.02769% | 0.2247% | 6.2234e-07
[5 empty] | 0.07 | -0.73757 | 0.18648 | 0.18299 | 7.606e-05 | 0.004107% | 0.238% | 9.7749e-08 |  |  |  | 0.07 | -0.73757 | 0.18648 | 0.18299 | 0.00010996 | 0.01188% | 0.238% | 2.8263e-07 |  |  | 0.07 | -0.73757 | 0.18648 | 0.18299 | 0.00013662 | 0.02951% | 0.238% | 7.0223e-07
[5 empty] | 0.075 | -0.71146 | 0.1966 | 0.19433 | 8.0773e-05 | 0.004362% | 0.2509% | 1.0944e-07 |  |  |  | 0.075 | -0.71146 | 0.1966 | 0.19433 | 0.00011678 | 0.01261% | 0.2509% | 3.1642e-07 |  |  | 0.075 | -0.71146 | 0.1966 | 0.19433 | 0.00014509 | 0.03133% | 0.2509% | 7.8621e-07
[5 empty] | 0.08 | -0.68665 | 0.20648 | 0.20575 | 8.5522e-05 | 0.004618% | 0.2635% | 1.2169e-07 |  |  |  | 0.08 | -0.68665 | 0.20648 | 0.20575 | 0.00012364 | 0.01335% | 0.2635% | 3.5186e-07 |  |  | 0.08 | -0.68665 | 0.20648 | 0.20575 | 0.00015362 | 0.03318% | 0.2635% | 8.7424e-07
[5 empty] | 0.085 | -0.66299 | 0.21612 | 0.21728 | 9.0311e-05 | 0.004877% | 0.2758% | 1.3451e-07 |  |  |  | 0.085 | -0.66299 | 0.21612 | 0.21728 | 0.00013056 | 0.0141% | 0.2758% | 3.8891e-07 |  |  | 0.085 | -0.66299 | 0.21612 | 0.21728 | 0.00016222 | 0.03503% | 0.2758% | 9.663e-07
[5 empty] | 0.09 | -0.64034 | 0.22554 | 0.22891 | 9.5145e-05 | 0.005138% | 0.2878% | 1.4789e-07 |  |  |  | 0.09 | -0.64034 | 0.22554 | 0.22891 | 0.00013755 | 0.01485% | 0.2878% | 4.2758e-07 |  |  | 0.09 | -0.64034 | 0.22554 | 0.22891 | 0.0001709 | 0.03691% | 0.2878% | 1.0624e-06
[5 empty] | 0.095 | -0.61862 | 0.23475 | 0.24065 | 0.00010003 | 0.005401% | 0.2996% | 1.6182e-07 |  |  |  | 0.095 | -0.61862 | 0.23475 | 0.24065 | 0.00014461 | 0.01562% | 0.2996% | 4.6786e-07 |  |  | 0.095 | -0.61862 | 0.23475 | 0.24065 | 0.00017967 | 0.0388% | 0.2996% | 1.1625e-06
[5 empty] | 0.1 | -0.59772 | 0.24375 | 0.25251 | 0.00010496 | 0.005668% | 0.3111% | 1.763e-07 |  |  |  | 0.1 | -0.59772 | 0.24375 | 0.25251 | 0.00015174 | 0.01639% | 0.3111% | 5.0975e-07 |  |  | 0.1 | -0.59772 | 0.24375 | 0.25251 | 0.00018853 | 0.04071% | 0.3111% | 1.2665e-06
[5 empty] | 0.105 | -0.57757 | 0.25255 | 0.2645 | 0.00010994 | 0.005937% | 0.3223% | 1.9135e-07 |  |  |  | 0.105 | -0.57757 | 0.25255 | 0.2645 | 0.00015894 | 0.01716% | 0.3223% | 5.5323e-07 |  |  | 0.105 | -0.57757 | 0.25255 | 0.2645 | 0.00019748 | 0.04265% | 0.3223% | 1.3746e-06
[5 empty] | 0.11 | -0.5581 | 0.26116 | 0.27663 | 0.00011498 | 0.006209% | 0.3333% | 2.0694e-07 |  |  |  | 0.11 | -0.5581 | 0.26116 | 0.27663 | 0.00016623 | 0.01795% | 0.3333% | 5.9832e-07 |  |  | 0.11 | -0.5581 | 0.26116 | 0.27663 | 0.00020653 | 0.0446% | 0.3333% | 1.4866e-06
[5 empty] | 0.115 | -0.53926 | 0.26959 | 0.2889 | 0.00012008 | 0.006484% | 0.3441% | 2.2309e-07 |  |  |  | 0.115 | -0.53926 | 0.26959 | 0.2889 | 0.0001736 | 0.01875% | 0.3441% | 6.4501e-07 |  |  | 0.115 | -0.53926 | 0.26959 | 0.2889 | 0.00021569 | 0.04658% | 0.3441% | 1.6026e-06
[5 empty] | 0.12 | -0.52099 | 0.27783 | 0.30131 | 0.00012524 | 0.006763% | 0.3546% | 2.3979e-07 |  |  |  | 0.12 | -0.52099 | 0.27783 | 0.30131 | 0.00018106 | 0.01955% | 0.3546% | 6.933e-07 |  |  | 0.12 | -0.52099 | 0.27783 | 0.30131 | 0.00022496 | 0.04858% | 0.3546% | 1.7225e-06
[5 empty] | 0.125 | -0.50325 | 0.28591 | 0.31387 | 0.00013046 | 0.007045% | 0.3649% | 2.5705e-07 |  |  |  | 0.125 | -0.50325 | 0.28591 | 0.31387 | 0.00018861 | 0.02037% | 0.3649% | 7.4318e-07 |  |  | 0.125 | -0.50325 | 0.28591 | 0.31387 | 0.00023434 | 0.0506% | 0.3649% | 1.8465e-06
[5 empty] | 0.13 | -0.486 | 0.29381 | 0.32659 | 0.00013575 | 0.00733% | 0.375% | 2.7486e-07 |  |  |  | 0.13 | -0.486 | 0.29381 | 0.32659 | 0.00019625 | 0.02119% | 0.375% | 7.9467e-07 |  |  | 0.13 | -0.486 | 0.29381 | 0.32659 | 0.00024383 | 0.05265% | 0.375% | 1.9744e-06
[5 empty] | 0.135 | -0.46921 | 0.30155 | 0.33946 | 0.0001411 | 0.007619% | 0.3849% | 2.9322e-07 |  |  |  | 0.135 | -0.46921 | 0.30155 | 0.33946 | 0.00020399 | 0.02203% | 0.3849% | 8.4777e-07 |  |  | 0.135 | -0.46921 | 0.30155 | 0.33946 | 0.00025345 | 0.05473% | 0.3849% | 2.1063e-06
[5 empty] | 0.14 | -0.45283 | 0.30913 | 0.35251 | 0.00014652 | 0.007912% | 0.3945% | 3.1214e-07 |  |  |  | 0.14 | -0.45283 | 0.30913 | 0.35251 | 0.00021183 | 0.02287% | 0.3945% | 9.0247e-07 |  |  | 0.14 | -0.45283 | 0.30913 | 0.35251 | 0.00026318 | 0.05683% | 0.3945% | 2.2422e-06
[5 empty] | 0.145 | -0.43685 | 0.31656 | 0.36572 | 0.00015201 | 0.008208% | 0.404% | 3.3162e-07 |  |  |  | 0.145 | -0.43685 | 0.31656 | 0.36572 | 0.00021977 | 0.02373% | 0.404% | 9.5879e-07 |  |  | 0.145 | -0.43685 | 0.31656 | 0.36572 | 0.00027305 | 0.05896% | 0.404% | 2.3821e-06
[5 empty] | 0.15 | -0.42123 | 0.32383 | 0.37911 | 0.00015758 | 0.008509% | 0.4133% | 3.5166e-07 |  |  |  | 0.15 | -0.42123 | 0.32383 | 0.37911 | 0.00022781 | 0.0246% | 0.4133% | 1.0167e-06 |  |  | 0.15 | -0.42123 | 0.32383 | 0.37911 | 0.00028305 | 0.06112% | 0.4133% | 2.526e-06
[5 empty] | 0.155 | -0.40596 | 0.33096 | 0.39268 | 0.00016322 | 0.008813% | 0.4224% | 3.7226e-07 |  |  |  | 0.155 | -0.40596 | 0.33096 | 0.39268 | 0.00023597 | 0.02548% | 0.4224% | 1.0763e-06 |  |  | 0.155 | -0.40596 | 0.33096 | 0.39268 | 0.00029318 | 0.06331% | 0.4224% | 2.6739e-06
[5 empty] | 0.16 | -0.39101 | 0.33793 | 0.40643 | 0.00016893 | 0.009122% | 0.4313% | 3.9342e-07 |  |  |  | 0.16 | -0.39101 | 0.33793 | 0.40643 | 0.00024423 | 0.02637% | 0.4313% | 1.1374e-06 |  |  | 0.16 | -0.39101 | 0.33793 | 0.40643 | 0.00030345 | 0.06552% | 0.4313% | 2.8259e-06
[5 empty] | 0.165 | -0.37636 | 0.34477 | 0.42038 | 0.00017473 | 0.009435% | 0.44% | 4.1514e-07 |  |  |  | 0.165 | -0.37636 | 0.34477 | 0.42038 | 0.00025261 | 0.02728% | 0.44% | 1.2003e-06 |  |  | 0.165 | -0.37636 | 0.34477 | 0.42038 | 0.00031385 | 0.06777% | 0.44% | 2.9819e-06
[5 empty] | 0.17 | -0.362 | 0.35146 | 0.43451 | 0.0001806 | 0.009752% | 0.4485% | 4.3743e-07 |  |  |  | 0.17 | -0.362 | 0.35146 | 0.43451 | 0.0002611 | 0.0282% | 0.4485% | 1.2647e-06 |  |  | 0.17 | -0.362 | 0.35146 | 0.43451 | 0.00032441 | 0.07005% | 0.4485% | 3.142e-06
[5 empty] | 0.175 | -0.3479 | 0.35802 | 0.44884 | 0.00018656 | 0.01007% | 0.4569% | 4.6029e-07 |  |  |  | 0.175 | -0.3479 | 0.35802 | 0.44884 | 0.00026972 | 0.02913% | 0.4569% | 1.3308e-06 |  |  | 0.175 | -0.3479 | 0.35802 | 0.44884 | 0.00033511 | 0.07236% | 0.4569% | 3.3061e-06
[5 empty] | 0.18 | -0.33406 | 0.36444 | 0.46338 | 0.0001926 | 0.0104% | 0.4651% | 4.8372e-07 |  |  |  | 0.18 | -0.33406 | 0.36444 | 0.46338 | 0.00027845 | 0.03007% | 0.4651% | 1.3985e-06 |  |  | 0.18 | -0.33406 | 0.36444 | 0.46338 | 0.00034596 | 0.0747% | 0.4651% | 3.4744e-06
[5 empty] | 0.185 | -0.32046 | 0.37074 | 0.47812 | 0.00019873 | 0.01073% | 0.4731% | 5.0773e-07 |  |  |  | 0.185 | -0.32046 | 0.37074 | 0.47812 | 0.00028731 | 0.03102% | 0.4731% | 1.4679e-06 |  |  | 0.185 | -0.32046 | 0.37074 | 0.47812 | 0.00035697 | 0.07708% | 0.4731% | 3.6468e-06
[5 empty] | 0.19 | -0.30709 | 0.3769 | 0.49308 | 0.00020495 | 0.01107% | 0.481% | 5.3231e-07 |  |  |  | 0.19 | -0.30709 | 0.3769 | 0.49308 | 0.0002963 | 0.03199% | 0.481% | 1.539e-06 |  |  | 0.19 | -0.30709 | 0.3769 | 0.49308 | 0.00036813 | 0.07949% | 0.481% | 3.8233e-06
[5 empty] | 0.195 | -0.29392 | 0.38293 | 0.50825 | 0.00021125 | 0.01141% | 0.4887% | 5.5747e-07 |  |  |  | 0.195 | -0.29392 | 0.38293 | 0.50825 | 0.00030541 | 0.03298% | 0.4887% | 1.6117e-06 |  |  | 0.195 | -0.29392 | 0.38293 | 0.50825 | 0.00037946 | 0.08193% | 0.4887% | 4.004e-06
[5 empty] | 0.2 | -0.28097 | 0.38884 | 0.52364 | 0.00021765 | 0.01175% | 0.4962% | 5.8321e-07 |  |  |  | 0.2 | -0.28097 | 0.38884 | 0.52364 | 0.00031466 | 0.03398% | 0.4962% | 1.6861e-06 |  |  | 0.2 | -0.28097 | 0.38884 | 0.52364 | 0.00039095 | 0.08441% | 0.4962% | 4.1888e-06
[5 empty] | 0.205 | -0.2682 | 0.39462 | 0.53926 | 0.00022414 | 0.0121% | 0.5036% | 6.0954e-07 |  |  |  | 0.205 | -0.2682 | 0.39462 | 0.53926 | 0.00032405 | 0.03499% | 0.5036% | 1.7622e-06 |  |  | 0.205 | -0.2682 | 0.39462 | 0.53926 | 0.00040261 | 0.08693% | 0.5036% | 4.3778e-06
[5 empty] | 0.21 | -0.25562 | 0.40028 | 0.55511 | 0.00023073 | 0.01246% | 0.5108% | 6.3645e-07 |  |  |  | 0.21 | -0.25562 | 0.40028 | 0.55511 | 0.00033357 | 0.03602% | 0.5108% | 1.84e-06 |  |  | 0.21 | -0.25562 | 0.40028 | 0.55511 | 0.00041445 | 0.08948% | 0.5108% | 4.5711e-06
[5 empty] | 0.215 | -0.24322 | 0.40582 | 0.57119 | 0.00023742 | 0.01282% | 0.5179% | 6.6396e-07 |  |  |  | 0.215 | -0.24322 | 0.40582 | 0.57119 | 0.00034324 | 0.03706% | 0.5179% | 1.9196e-06 |  |  | 0.215 | -0.24322 | 0.40582 | 0.57119 | 0.00042645 | 0.09207% | 0.5179% | 4.7686e-06
[5 empty] | 0.22 | -0.23098 | 0.41124 | 0.58752 | 0.0002442 | 0.01319% | 0.5248% | 6.9205e-07 |  |  |  | 0.22 | -0.23098 | 0.41124 | 0.58752 | 0.00035305 | 0.03812% | 0.5248% | 2.0008e-06 |  |  | 0.22 | -0.23098 | 0.41124 | 0.58752 | 0.00043864 | 0.0947% | 0.5248% | 4.9703e-06
[5 empty] | 0.225 | -0.2189 | 0.41655 | 0.60409 | 0.00025109 | 0.01356% | 0.5316% | 7.2075e-07 |  |  |  | 0.225 | -0.2189 | 0.41655 | 0.60409 | 0.00036301 | 0.0392% | 0.5316% | 2.0837e-06 |  |  | 0.225 | -0.2189 | 0.41655 | 0.60409 | 0.00045102 | 0.09737% | 0.5316% | 5.1764e-06
[5 empty] | 0.23 | -0.20697 | 0.42173 | 0.62091 | 0.00025808 | 0.01394% | 0.5382% | 7.5005e-07 |  |  |  | 0.23 | -0.20697 | 0.42173 | 0.62091 | 0.00037312 | 0.04029% | 0.5382% | 2.1684e-06 |  |  | 0.23 | -0.20697 | 0.42173 | 0.62091 | 0.00046358 | 0.1001% | 0.5382% | 5.3867e-06
[5 empty] | 0.235 | -0.19518 | 0.42681 | 0.63799 | 0.00026518 | 0.01432% | 0.5447% | 7.7995e-07 |  |  |  | 0.235 | -0.19518 | 0.42681 | 0.63799 | 0.00038338 | 0.0414% | 0.5447% | 2.2549e-06 |  |  | 0.235 | -0.19518 | 0.42681 | 0.63799 | 0.00047633 | 0.1028% | 0.5447% | 5.6014e-06
[5 empty] | 0.24 | -0.18354 | 0.43177 | 0.65533 | 0.00027239 | 0.01471% | 0.551% | 8.1046e-07 |  |  |  | 0.24 | -0.18354 | 0.43177 | 0.65533 | 0.0003938 | 0.04252% | 0.551% | 2.3431e-06 |  |  | 0.24 | -0.18354 | 0.43177 | 0.65533 | 0.00048928 | 0.1056% | 0.551% | 5.8205e-06
[5 empty] | 0.245 | -0.17202 | 0.43662 | 0.67294 | 0.00027971 | 0.0151% | 0.5572% | 8.4158e-07 |  |  |  | 0.245 | -0.17202 | 0.43662 | 0.67294 | 0.00040438 | 0.04366% | 0.5572% | 2.433e-06 |  |  | 0.245 | -0.17202 | 0.43662 | 0.67294 | 0.00050242 | 0.1085% | 0.5572% | 6.0439e-06
[5 empty] | 0.25 | -0.16063 | 0.44136 | 0.69082 | 0.00028714 | 0.0155% | 0.5633% | 8.7332e-07 |  |  |  | 0.25 | -0.16063 | 0.44136 | 0.69082 | 0.00041513 | 0.04482% | 0.5633% | 2.5248e-06 |  |  | 0.25 | -0.16063 | 0.44136 | 0.69082 | 0.00051577 | 0.1113% | 0.5633% | 6.2718e-06
[5 empty] | 0.255 | -0.14936 | 0.44599 | 0.70898 | 0.00029469 | 0.01591% | 0.5692% | 9.0568e-07 |  |  |  | 0.255 | -0.14936 | 0.44599 | 0.70898 | 0.00042604 | 0.046% | 0.5692% | 2.6183e-06 |  |  | 0.255 | -0.14936 | 0.44599 | 0.70898 | 0.00052933 | 0.1143% | 0.5692% | 6.5041e-06
[5 empty] | 0.26 | -0.13821 | 0.45051 | 0.72743 | 0.00030236 | 0.01633% | 0.575% | 9.3866e-07 |  |  |  | 0.26 | -0.13821 | 0.45051 | 0.72743 | 0.00043712 | 0.0472% | 0.575% | 2.7137e-06 |  |  | 0.26 | -0.13821 | 0.45051 | 0.72743 | 0.0005431 | 0.1172% | 0.575% | 6.7408e-06
[5 empty] | 0.265 | -0.12716 | 0.45492 | 0.74617 | 0.00031014 | 0.01675% | 0.5806% | 9.7227e-07 |  |  |  | 0.265 | -0.12716 | 0.45492 | 0.74617 | 0.00044838 | 0.04841% | 0.5806% | 2.8108e-06 |  |  | 0.265 | -0.12716 | 0.45492 | 0.74617 | 0.00055709 | 0.1203% | 0.5806% | 6.9821e-06
[5 empty] | 0.27 | -0.11623 | 0.45923 | 0.7652 | 0.00031806 | 0.01717% | 0.5861% | 1.0065e-06 |  |  |  | 0.27 | -0.11623 | 0.45923 | 0.7652 | 0.00045982 | 0.04965% | 0.5861% | 2.9098e-06 |  |  | 0.27 | -0.11623 | 0.45923 | 0.7652 | 0.0005713 | 0.1233% | 0.5861% | 7.2279e-06
[5 empty] | 0.275 | -0.10539 | 0.46343 | 0.78454 | 0.00032609 | 0.01761% | 0.5914% | 1.0414e-06 |  |  |  | 0.275 | -0.10539 | 0.46343 | 0.78454 | 0.00047144 | 0.0509% | 0.5914% | 3.0106e-06 |  |  | 0.275 | -0.10539 | 0.46343 | 0.78454 | 0.00058574 | 0.1264% | 0.5914% | 7.4782e-06
[5 empty] | 0.28 | -0.094646 | 0.46753 | 0.80418 | 0.00033426 | 0.01805% | 0.5967% | 1.0769e-06 |  |  |  | 0.28 | -0.094646 | 0.46753 | 0.80418 | 0.00048324 | 0.05218% | 0.5967% | 3.1133e-06 |  |  | 0.28 | -0.094646 | 0.46753 | 0.80418 | 0.00060041 | 0.1296% | 0.5967% | 7.7332e-06
[5 empty] | 0.285 | -0.083997 | 0.47153 | 0.82414 | 0.00034256 | 0.0185% | 0.6018% | 1.1131e-06 |  |  |  | 0.285 | -0.083997 | 0.47153 | 0.82414 | 0.00049524 | 0.05347% | 0.6018% | 3.2178e-06 |  |  | 0.285 | -0.083997 | 0.47153 | 0.82414 | 0.00061531 | 0.1328% | 0.6018% | 7.9928e-06
[5 empty] | 0.29 | -0.073437 | 0.47542 | 0.84443 | 0.00035099 | 0.01895% | 0.6067% | 1.1499e-06 |  |  |  | 0.29 | -0.073437 | 0.47542 | 0.84443 | 0.00050743 | 0.05479% | 0.6067% | 3.3242e-06 |  |  | 0.29 | -0.073437 | 0.47542 | 0.84443 | 0.00063045 | 0.1361% | 0.6067% | 8.257e-06
[5 empty] | 0.295 | -0.062962 | 0.47921 | 0.86504 | 0.00035956 | 0.01941% | 0.6116% | 1.1873e-06 |  |  |  | 0.295 | -0.062962 | 0.47921 | 0.86504 | 0.00051982 | 0.05612% | 0.6116% | 3.4325e-06 |  |  | 0.295 | -0.062962 | 0.47921 | 0.86504 | 0.00064585 | 0.1394% | 0.6116% | 8.5259e-06
[5 empty] | 0.3 | -0.052568 | 0.48291 | 0.886 | 0.00036826 | 0.01988% | 0.6163% | 1.2255e-06 |  |  |  | 0.3 | -0.052568 | 0.48291 | 0.886 | 0.00053241 | 0.05748% | 0.6163% | 3.5427e-06 |  |  | 0.3 | -0.052568 | 0.48291 | 0.886 | 0.00066149 | 0.1428% | 0.6163% | 8.7995e-06
[5 empty] | 0.305 | -0.042253 | 0.4865 | 0.90729 | 0.00037712 | 0.02036% | 0.6209% | 1.2643e-06 |  |  |  | 0.305 | -0.042253 | 0.4865 | 0.90729 | 0.0005452 | 0.05886% | 0.6209% | 3.6548e-06 |  |  | 0.305 | -0.042253 | 0.4865 | 0.90729 | 0.00067739 | 0.1462% | 0.6209% | 9.0779e-06
[5 empty] | 0.31 | -0.032012 | 0.48999 | 0.92894 | 0.00038611 | 0.02085% | 0.6253% | 1.3037e-06 |  |  |  | 0.31 | -0.032012 | 0.48999 | 0.92894 | 0.00055821 | 0.06027% | 0.6253% | 3.7689e-06 |  |  | 0.31 | -0.032012 | 0.48999 | 0.92894 | 0.00069355 | 0.1497% | 0.6253% | 9.3611e-06
[5 empty] | 0.315 | -0.021843 | 0.49339 | 0.95095 | 0.00039526 | 0.02134% | 0.6297% | 1.3438e-06 |  |  |  | 0.315 | -0.021843 | 0.49339 | 0.95095 | 0.00057144 | 0.0617% | 0.6297% | 3.8849e-06 |  |  | 0.315 | -0.021843 | 0.49339 | 0.95095 | 0.00070998 | 0.1532% | 0.6297% | 9.649e-06
[5 empty] | 0.32 | -0.011743 | 0.49668 | 0.97332 | 0.00040456 | 0.02184% | 0.6339% | 1.3846e-06 |  |  |  | 0.32 | -0.011743 | 0.49668 | 0.97332 | 0.00058488 | 0.06315% | 0.6339% | 4.0028e-06 |  |  | 0.32 | -0.011743 | 0.49668 | 0.97332 | 0.00072669 | 0.1568% | 0.6339% | 9.9419e-06
[5 empty] | 0.325 | -0.0017088 | 0.49988 | 0.99607 | 0.00041402 | 0.02235% | 0.638% | 1.4261e-06 |  |  |  | 0.325 | -0.0017088 | 0.49988 | 0.99607 | 0.00059855 | 0.06462% | 0.638% | 4.1227e-06 |  |  | 0.325 | -0.0017088 | 0.49988 | 0.99607 | 0.00074367 | 0.1605% | 0.638% | 1.024e-05
[5 empty] | 0.33 | 0.0082625 | 0.50298 | 1.0192 | 0.00042363 | 0.02287% | 0.6419% | 1.4683e-06 |  |  |  | 0.33 | 0.0082625 | 0.50298 | 1.0192 | 0.00061246 | 0.06612% | 0.6419% | 4.2446e-06 |  |  | 0.33 | 0.0082625 | 0.50298 | 1.0192 | 0.00076095 | 0.1642% | 0.6419% | 1.0542e-05
[5 empty] | 0.335 | 0.018173 | 0.50599 | 1.0427 | 0.00043341 | 0.0234% | 0.6458% | 1.5112e-06 |  |  |  | 0.335 | 0.018173 | 0.50599 | 1.0427 | 0.00062659 | 0.06765% | 0.6458% | 4.3685e-06 |  |  | 0.335 | 0.018173 | 0.50599 | 1.0427 | 0.00077851 | 0.168% | 0.6458% | 1.085e-05
[5 empty] | 0.34 | 0.028027 | 0.5089 | 1.0667 | 0.00044336 | 0.02394% | 0.6495% | 1.5548e-06 |  |  |  | 0.34 | 0.028027 | 0.5089 | 1.0667 | 0.00064097 | 0.0692% | 0.6495% | 4.4945e-06 |  |  | 0.34 | 0.028027 | 0.5089 | 1.0667 | 0.00079637 | 0.1719% | 0.6495% | 1.1163e-05
[5 empty] | 0.345 | 0.037824 | 0.51172 | 1.091 | 0.00045347 | 0.02448% | 0.6531% | 1.599e-06 |  |  |  | 0.345 | 0.037824 | 0.51172 | 1.091 | 0.0006556 | 0.07078% | 0.6531% | 4.6224e-06 |  |  | 0.345 | 0.037824 | 0.51172 | 1.091 | 0.00081455 | 0.1758% | 0.6531% | 1.148e-05
[5 empty] | 0.35 | 0.047569 | 0.51444 | 1.1158 | 0.00046376 | 0.02504% | 0.6565% | 1.644e-06 |  |  |  | 0.35 | 0.047569 | 0.51444 | 1.1158 | 0.00067047 | 0.07238% | 0.6565% | 4.7524e-06 |  |  | 0.35 | 0.047569 | 0.51444 | 1.1158 | 0.00083303 | 0.1798% | 0.6565% | 1.1803e-05
[5 empty] | 0.355 | 0.057264 | 0.51707 | 1.1409 | 0.00047423 | 0.02561% | 0.6599% | 1.6897e-06 |  |  |  | 0.355 | 0.057264 | 0.51707 | 1.1409 | 0.00068561 | 0.07402% | 0.6599% | 4.8845e-06 |  |  | 0.355 | 0.057264 | 0.51707 | 1.1409 | 0.00085183 | 0.1838% | 0.6599% | 1.2131e-05
[5 empty] | 0.36 | 0.06691 | 0.51961 | 1.1666 | 0.00048488 | 0.02618% | 0.6631% | 1.7361e-06 |  |  |  | 0.36 | 0.06691 | 0.51961 | 1.1666 | 0.00070101 | 0.07568% | 0.6631% | 5.0187e-06 |  |  | 0.36 | 0.06691 | 0.51961 | 1.1666 | 0.00087096 | 0.188% | 0.6631% | 1.2464e-05
[5 empty] | 0.365 | 0.07651 | 0.52205 | 1.1926 | 0.00049572 | 0.02677% | 0.6663% | 1.7833e-06 |  |  |  | 0.365 | 0.07651 | 0.52205 | 1.1926 | 0.00071668 | 0.07737% | 0.6663% | 5.1549e-06 |  |  | 0.365 | 0.07651 | 0.52205 | 1.1926 | 0.00089043 | 0.1921% | 0.6663% | 1.2802e-05
[5 empty] | 0.37 | 0.086066 | 0.5244 | 1.2192 | 0.00050675 | 0.02736% | 0.6693% | 1.8311e-06 |  |  |  | 0.37 | 0.086066 | 0.5244 | 1.2192 | 0.00073262 | 0.07909% | 0.6693% | 5.2933e-06 |  |  | 0.37 | 0.086066 | 0.5244 | 1.2192 | 0.00091024 | 0.1964% | 0.6693% | 1.3145e-05
[5 empty] | 0.375 | 0.09558 | 0.52666 | 1.2462 | 0.00051797 | 0.02797% | 0.6721% | 1.8798e-06 |  |  |  | 0.375 | 0.09558 | 0.52666 | 1.2462 | 0.00074885 | 0.08084% | 0.6721% | 5.4338e-06 |  |  | 0.375 | 0.09558 | 0.52666 | 1.2462 | 0.0009304 | 0.2008% | 0.6721% | 1.3494e-05
[5 empty] | 0.38 | 0.10505 | 0.52883 | 1.2737 | 0.0005294 | 0.02858% | 0.6749% | 1.9291e-06 |  |  |  | 0.38 | 0.10505 | 0.52883 | 1.2737 | 0.00076536 | 0.08262% | 0.6749% | 5.5764e-06 |  |  | 0.38 | 0.10505 | 0.52883 | 1.2737 | 0.00095092 | 0.2052% | 0.6749% | 1.3848e-05
[5 empty] | 0.385 | 0.11449 | 0.5309 | 1.3016 | 0.00054103 | 0.02921% | 0.6776% | 1.9792e-06 |  |  |  | 0.385 | 0.11449 | 0.5309 | 1.3016 | 0.00078217 | 0.08444% | 0.6776% | 5.7212e-06 |  |  | 0.385 | 0.11449 | 0.5309 | 1.3016 | 0.00097181 | 0.2097% | 0.6776% | 1.4208e-05
[5 empty] | 0.39 | 0.12389 | 0.53289 | 1.3301 | 0.00055286 | 0.02985% | 0.6801% | 2.0301e-06 |  |  |  | 0.39 | 0.12389 | 0.53289 | 1.3301 | 0.00079929 | 0.08629% | 0.6801% | 5.8682e-06 |  |  | 0.39 | 0.12389 | 0.53289 | 1.3301 | 0.00099307 | 0.2143% | 0.6801% | 1.4573e-05
[5 empty] | 0.395 | 0.13326 | 0.53478 | 1.3591 | 0.00056492 | 0.0305% | 0.6825% | 2.0817e-06 |  |  |  | 0.395 | 0.13326 | 0.53478 | 1.3591 | 0.00081671 | 0.08817% | 0.6825% | 6.0174e-06 |  |  | 0.395 | 0.13326 | 0.53478 | 1.3591 | 0.0010147 | 0.2189% | 0.6825% | 1.4943e-05
[5 empty] | 0.4 | 0.14259 | 0.53659 | 1.3886 | 0.00057719 | 0.03116% | 0.6848% | 2.1341e-06 |  |  |  | 0.4 | 0.14259 | 0.53659 | 1.3886 | 0.00083445 | 0.09008% | 0.6848% | 6.1688e-06 |  |  | 0.4 | 0.14259 | 0.53659 | 1.3886 | 0.0010368 | 0.2237% | 0.6848% | 1.5319e-05
[5 empty] | 0.405 | 0.15189 | 0.5383 | 1.4187 | 0.00058969 | 0.03184% | 0.687% | 2.1873e-06 |  |  |  | 0.405 | 0.15189 | 0.5383 | 1.4187 | 0.00085252 | 0.09203% | 0.687% | 6.3224e-06 |  |  | 0.405 | 0.15189 | 0.5383 | 1.4187 | 0.0010592 | 0.2285% | 0.687% | 1.57e-05
[5 empty] | 0.41 | 0.16117 | 0.53993 | 1.4493 | 0.00060241 | 0.03253% | 0.6891% | 2.2412e-06 |  |  |  | 0.41 | 0.16117 | 0.53993 | 1.4493 | 0.00087092 | 0.09402% | 0.6891% | 6.4783e-06 |  |  | 0.41 | 0.16117 | 0.53993 | 1.4493 | 0.0010821 | 0.2335% | 0.6891% | 1.6087e-05
[5 empty] | 0.415 | 0.17041 | 0.54146 | 1.4805 | 0.00061538 | 0.03322% | 0.691% | 2.2959e-06 |  |  |  | 0.415 | 0.17041 | 0.54146 | 1.4805 | 0.00088967 | 0.09604% | 0.691% | 6.6365e-06 |  |  | 0.415 | 0.17041 | 0.54146 | 1.4805 | 0.0011054 | 0.2385% | 0.691% | 1.6479e-05
[5 empty] | 0.42 | 0.17964 | 0.54291 | 1.5123 | 0.00062859 | 0.03394% | 0.6929% | 2.3515e-06 |  |  |  | 0.42 | 0.17964 | 0.54291 | 1.5123 | 0.00090876 | 0.0981% | 0.6929% | 6.797e-06 |  |  | 0.42 | 0.17964 | 0.54291 | 1.5123 | 0.0011291 | 0.2436% | 0.6929% | 1.6877e-05
[5 empty] | 0.425 | 0.18883 | 0.54427 | 1.5447 | 0.00064204 | 0.03466% | 0.6946% | 2.4078e-06 |  |  |  | 0.425 | 0.18883 | 0.54427 | 1.5447 | 0.00092821 | 0.1002% | 0.6946% | 6.9598e-06 |  |  | 0.425 | 0.18883 | 0.54427 | 1.5447 | 0.0011533 | 0.2488% | 0.6946% | 1.7281e-05
[5 empty] | 0.43 | 0.19801 | 0.54553 | 1.5776 | 0.00065575 | 0.0354% | 0.6962% | 2.4649e-06 |  |  |  | 0.43 | 0.19801 | 0.54553 | 1.5776 | 0.00094803 | 0.1023% | 0.6962% | 7.1249e-06 |  |  | 0.43 | 0.19801 | 0.54553 | 1.5776 | 0.0011779 | 0.2541% | 0.6962% | 1.7691e-05
[5 empty] | 0.435 | 0.20717 | 0.54672 | 1.6113 | 0.00066972 | 0.03616% | 0.6977% | 2.5229e-06 |  |  |  | 0.435 | 0.20717 | 0.54672 | 1.6113 | 0.00096823 | 0.1045% | 0.6977% | 7.2923e-06 |  |  | 0.435 | 0.20717 | 0.54672 | 1.6113 | 0.001203 | 0.2595% | 0.6977% | 1.8107e-05
[5 empty] | 0.44 | 0.2163 | 0.54781 | 1.6455 | 0.00068396 | 0.03693% | 0.6991% | 2.5817e-06 |  |  |  | 0.44 | 0.2163 | 0.54781 | 1.6455 | 0.00098881 | 0.1067% | 0.6991% | 7.4622e-06 |  |  | 0.44 | 0.2163 | 0.54781 | 1.6455 | 0.0012286 | 0.265% | 0.6991% | 1.8528e-05
[5 empty] | 0.445 | 0.22542 | 0.54881 | 1.6804 | 0.00069847 | 0.03771% | 0.7004% | 2.6413e-06 |  |  |  | 0.445 | 0.22542 | 0.54881 | 1.6804 | 0.0010098 | 0.109% | 0.7004% | 7.6344e-06 |  |  | 0.445 | 0.22542 | 0.54881 | 1.6804 | 0.0012546 | 0.2706% | 0.7004% | 1.8955e-05
[5 empty] | 0.45 | 0.23452 | 0.54973 | 1.716 | 0.00071327 | 0.03851% | 0.7016% | 2.7017e-06 |  |  |  | 0.45 | 0.23452 | 0.54973 | 1.716 | 0.0010312 | 0.1113% | 0.7016% | 7.809e-06 |  |  | 0.45 | 0.23452 | 0.54973 | 1.716 | 0.0012812 | 0.2764% | 0.7016% | 1.9389e-05
[5 empty] | 0.455 | 0.24361 | 0.55056 | 1.7523 | 0.00072835 | 0.03932% | 0.7026% | 2.763e-06 |  |  |  | 0.455 | 0.24361 | 0.55056 | 1.7523 | 0.001053 | 0.1137% | 0.7026% | 7.9861e-06 |  |  | 0.455 | 0.24361 | 0.55056 | 1.7523 | 0.0013083 | 0.2822% | 0.7026% | 1.9828e-05
[5 empty] | 0.46 | 0.25269 | 0.5513 | 1.7893 | 0.00074373 | 0.04015% | 0.7036% | 2.8251e-06 |  |  |  | 0.46 | 0.25269 | 0.5513 | 1.7893 | 0.0010752 | 0.1161% | 0.7036% | 8.1656e-06 |  |  | 0.46 | 0.25269 | 0.5513 | 1.7893 | 0.0013359 | 0.2881% | 0.7036% | 2.0273e-05
[5 empty] | 0.465 | 0.26175 | 0.55195 | 1.8271 | 0.00075942 | 0.041% | 0.7044% | 2.8881e-06 |  |  |  | 0.465 | 0.26175 | 0.55195 | 1.8271 | 0.0010979 | 0.1185% | 0.7044% | 8.3476e-06 |  |  | 0.465 | 0.26175 | 0.55195 | 1.8271 | 0.0013641 | 0.2942% | 0.7044% | 2.0725e-05
[5 empty] | 0.47 | 0.27081 | 0.55252 | 1.8655 | 0.00077541 | 0.04186% | 0.7051% | 2.952e-06 |  |  |  | 0.47 | 0.27081 | 0.55252 | 1.8655 | 0.001121 | 0.121% | 0.7051% | 8.5321e-06 |  |  | 0.47 | 0.27081 | 0.55252 | 1.8655 | 0.0013928 | 0.3004% | 0.7051% | 2.1182e-05
[5 empty] | 0.475 | 0.27985 | 0.553 | 1.9048 | 0.00079173 | 0.04274% | 0.7058% | 3.0167e-06 |  |  |  | 0.475 | 0.27985 | 0.553 | 1.9048 | 0.0011446 | 0.1235% | 0.7058% | 8.7191e-06 |  |  | 0.475 | 0.27985 | 0.553 | 1.9048 | 0.0014221 | 0.3067% | 0.7058% | 2.1646e-05
[5 empty] | 0.48 | 0.28889 | 0.55339 | 1.9449 | 0.00080838 | 0.04364% | 0.7063% | 3.0823e-06 |  |  |  | 0.48 | 0.28889 | 0.55339 | 1.9449 | 0.0011687 | 0.1261% | 0.7063% | 8.9087e-06 |  |  | 0.48 | 0.28889 | 0.55339 | 1.9449 | 0.001452 | 0.3132% | 0.7063% | 2.2116e-05
[5 empty] | 0.485 | 0.29792 | 0.55369 | 1.9857 | 0.00082537 | 0.04456% | 0.7066% | 3.1488e-06 |  |  |  | 0.485 | 0.29792 | 0.55369 | 1.9857 | 0.0011933 | 0.1288% | 0.7066% | 9.1008e-06 |  |  | 0.485 | 0.29792 | 0.55369 | 1.9857 | 0.0014826 | 0.3197% | 0.7066% | 2.2593e-05
[5 empty] | 0.49 | 0.30695 | 0.55391 | 2.0275 | 0.00084271 | 0.0455% | 0.7069% | 3.2162e-06 |  |  |  | 0.49 | 0.30695 | 0.55391 | 2.0275 | 0.0012183 | 0.1315% | 0.7069% | 9.2955e-06 |  |  | 0.49 | 0.30695 | 0.55391 | 2.0275 | 0.0015137 | 0.3264% | 0.7069% | 2.3076e-05
[5 empty] | 0.495 | 0.31598 | 0.55404 | 2.07 | 0.00086041 | 0.04645% | 0.7071% | 3.2845e-06 |  |  |  | 0.495 | 0.31598 | 0.55404 | 2.07 | 0.0012439 | 0.1343% | 0.7071% | 9.4928e-06 |  |  | 0.495 | 0.31598 | 0.55404 | 2.07 | 0.0015455 | 0.3333% | 0.7071% | 2.3565e-05
[5 empty] | 0.5 | 0.325 | 0.55409 | 2.1135 | 0.00087847 | 0.04743% | 0.7071% | 3.3537e-06 |  |  |  | 0.5 | 0.325 | 0.55409 | 2.1135 | 0.00127 | 0.1371% | 0.7071% | 9.6927e-06 |  |  | 0.5 | 0.325 | 0.55409 | 2.1135 | 0.0015779 | 0.3403% | 0.7071% | 2.4061e-05
[5 empty] | 0.505 | 0.33402 | 0.55404 | 2.1579 | 0.00089692 | 0.04842% | 0.7071% | 3.4238e-06 |  |  |  | 0.505 | 0.33402 | 0.55404 | 2.1579 | 0.0012967 | 0.1399% | 0.7071% | 9.8953e-06 |  |  | 0.505 | 0.33402 | 0.55404 | 2.1579 | 0.0016111 | 0.3474% | 0.7071% | 2.4563e-05
[5 empty] | 0.51 | 0.34305 | 0.55391 | 2.2032 | 0.00091575 | 0.04944% | 0.7069% | 3.4949e-06 |  |  |  | 0.51 | 0.34305 | 0.55391 | 2.2032 | 0.0013239 | 0.1429% | 0.7069% | 1.0101e-05 |  |  | 0.51 | 0.34305 | 0.55391 | 2.2032 | 0.0016449 | 0.3547% | 0.7069% | 2.5072e-05
[5 empty] | 0.515 | 0.35208 | 0.55369 | 2.2495 | 0.00093499 | 0.05048% | 0.7066% | 3.5669e-06 |  |  |  | 0.515 | 0.35208 | 0.55369 | 2.2495 | 0.0013517 | 0.1459% | 0.7066% | 1.0309e-05 |  |  | 0.515 | 0.35208 | 0.55369 | 2.2495 | 0.0016795 | 0.3621% | 0.7066% | 2.5588e-05
[5 empty] | 0.52 | 0.36111 | 0.55339 | 2.2967 | 0.00095464 | 0.05154% | 0.7063% | 3.6398e-06 |  |  |  | 0.52 | 0.36111 | 0.55339 | 2.2967 | 0.0013801 | 0.1489% | 0.7063% | 1.0519e-05 |  |  | 0.52 | 0.36111 | 0.55339 | 2.2967 | 0.0017148 | 0.3697% | 0.7063% | 2.611e-05
[5 empty] | 0.525 | 0.37015 | 0.553 | 2.345 | 0.00097471 | 0.05262% | 0.7058% | 3.7137e-06 |  |  |  | 0.525 | 0.37015 | 0.553 | 2.345 | 0.0014092 | 0.1521% | 0.7058% | 1.0733e-05 |  |  | 0.525 | 0.37015 | 0.553 | 2.345 | 0.0017508 | 0.3775% | 0.7058% | 2.6639e-05
[5 empty] | 0.53 | 0.37919 | 0.55252 | 2.3944 | 0.00099523 | 0.05373% | 0.7051% | 3.7886e-06 |  |  |  | 0.53 | 0.37919 | 0.55252 | 2.3944 | 0.0014388 | 0.1553% | 0.7051% | 1.0949e-05 |  |  | 0.53 | 0.37919 | 0.55252 | 2.3944 | 0.0017877 | 0.3854% | 0.7051% | 2.7176e-05
[5 empty] | 0.535 | 0.38825 | 0.55195 | 2.4448 | 0.0010162 | 0.05486% | 0.7044% | 3.8644e-06 |  |  |  | 0.535 | 0.38825 | 0.55195 | 2.4448 | 0.0014691 | 0.1585% | 0.7044% | 1.1168e-05 |  |  | 0.535 | 0.38825 | 0.55195 | 2.4448 | 0.0018253 | 0.3935% | 0.7044% | 2.7718e-05
[5 empty] | 0.54 | 0.39731 | 0.5513 | 2.4964 | 0.0010376 | 0.05602% | 0.7036% | 3.9412e-06 |  |  |  | 0.54 | 0.39731 | 0.5513 | 2.4964 | 0.0015001 | 0.1619% | 0.7036% | 1.139e-05 |  |  | 0.54 | 0.39731 | 0.5513 | 2.4964 | 0.0018638 | 0.4018% | 0.7036% | 2.8268e-05
[5 empty] | 0.545 | 0.40639 | 0.55056 | 2.5491 | 0.0010595 | 0.0572% | 0.7026% | 4.019e-06 |  |  |  | 0.545 | 0.40639 | 0.55056 | 2.5491 | 0.0015318 | 0.1653% | 0.7026% | 1.1614e-05 |  |  | 0.545 | 0.40639 | 0.55056 | 2.5491 | 0.0019032 | 0.4102% | 0.7026% | 2.8825e-05
[5 empty] | 0.55 | 0.41548 | 0.54973 | 2.603 | 0.0010819 | 0.05841% | 0.7016% | 4.0978e-06 |  |  |  | 0.55 | 0.41548 | 0.54973 | 2.603 | 0.0015642 | 0.1688% | 0.7016% | 1.1842e-05 |  |  | 0.55 | 0.41548 | 0.54973 | 2.603 | 0.0019434 | 0.4189% | 0.7016% | 2.9389e-05
[5 empty] | 0.555 | 0.42458 | 0.54881 | 2.6581 | 0.0011049 | 0.05964% | 0.7004% | 4.1776e-06 |  |  |  | 0.555 | 0.42458 | 0.54881 | 2.6581 | 0.0015973 | 0.1724% | 0.7004% | 1.2072e-05 |  |  | 0.555 | 0.42458 | 0.54881 | 2.6581 | 0.0019846 | 0.4278% | 0.7004% | 2.996e-05
[5 empty] | 0.56 | 0.4337 | 0.54781 | 2.7145 | 0.0011283 | 0.06091% | 0.6991% | 4.2584e-06 |  |  |  | 0.56 | 0.4337 | 0.54781 | 2.7145 | 0.0016312 | 0.176% | 0.6991% | 1.2306e-05 |  |  | 0.56 | 0.4337 | 0.54781 | 2.7145 | 0.0020267 | 0.4368% | 0.6991% | 3.0539e-05
[5 empty] | 0.565 | 0.44283 | 0.54672 | 2.7723 | 0.0011523 | 0.0622% | 0.6977% | 4.3402e-06 |  |  |  | 0.565 | 0.44283 | 0.54672 | 2.7723 | 0.0016659 | 0.1798% | 0.6977% | 1.2542e-05 |  |  | 0.565 | 0.44283 | 0.54672 | 2.7723 | 0.0020698 | 0.4461% | 0.6977% | 3.1124e-05
[5 empty] | 0.57 | 0.45199 | 0.54553 | 2.8313 | 0.0011768 | 0.06353% | 0.6962% | 4.4231e-06 |  |  |  | 0.57 | 0.45199 | 0.54553 | 2.8313 | 0.0017014 | 0.1836% | 0.6962% | 1.2781e-05 |  |  | 0.57 | 0.45199 | 0.54553 | 2.8313 | 0.0021139 | 0.4556% | 0.6962% | 3.1717e-05
[5 empty] | 0.575 | 0.46117 | 0.54427 | 2.8918 | 0.001202 | 0.06489% | 0.6946% | 4.507e-06 |  |  |  | 0.575 | 0.46117 | 0.54427 | 2.8918 | 0.0017377 | 0.1875% | 0.6946% | 1.3024e-05 |  |  | 0.575 | 0.46117 | 0.54427 | 2.8918 | 0.002159 | 0.4653% | 0.6946% | 3.2318e-05
[5 empty] | 0.58 | 0.47036 | 0.54291 | 2.9537 | 0.0012277 | 0.06627% | 0.6929% | 4.592e-06 |  |  |  | 0.58 | 0.47036 | 0.54291 | 2.9537 | 0.0017749 | 0.1915% | 0.6929% | 1.3269e-05 |  |  | 0.58 | 0.47036 | 0.54291 | 2.9537 | 0.0022052 | 0.4752% | 0.6929% | 3.2925e-05
[5 empty] | 0.585 | 0.47959 | 0.54146 | 3.0171 | 0.001254 | 0.0677% | 0.691% | 4.678e-06 |  |  |  | 0.585 | 0.47959 | 0.54146 | 3.0171 | 0.001813 | 0.1956% | 0.691% | 1.3517e-05 |  |  | 0.585 | 0.47959 | 0.54146 | 3.0171 | 0.0022526 | 0.4854% | 0.691% | 3.3541e-05
[5 empty] | 0.59 | 0.48883 | 0.53993 | 3.082 | 0.001281 | 0.06915% | 0.6891% | 4.7651e-06 |  |  |  | 0.59 | 0.48883 | 0.53993 | 3.082 | 0.001852 | 0.1998% | 0.6891% | 1.3769e-05 |  |  | 0.59 | 0.48883 | 0.53993 | 3.082 | 0.002301 | 0.4958% | 0.6891% | 3.4163e-05
[5 empty] | 0.595 | 0.49811 | 0.5383 | 3.1485 | 0.0013087 | 0.07064% | 0.687% | 4.8532e-06 |  |  |  | 0.595 | 0.49811 | 0.5383 | 3.1485 | 0.001892 | 0.2041% | 0.687% | 1.4023e-05 |  |  | 0.595 | 0.49811 | 0.5383 | 3.1485 | 0.0023507 | 0.5065% | 0.687% | 3.4794e-05
[5 empty] | 0.6 | 0.50741 | 0.53659 | 3.2167 | 0.001337 | 0.07217% | 0.6848% | 4.9425e-06 |  |  |  | 0.6 | 0.50741 | 0.53659 | 3.2167 | 0.001933 | 0.2085% | 0.6848% | 1.4281e-05 |  |  | 0.6 | 0.50741 | 0.53659 | 3.2167 | 0.0024016 | 0.5174% | 0.6848% | 3.5432e-05
[5 empty] | 0.605 | 0.51674 | 0.53478 | 3.2866 | 0.0013661 | 0.07374% | 0.6825% | 5.0328e-06 |  |  |  | 0.605 | 0.51674 | 0.53478 | 3.2866 | 0.001975 | 0.2131% | 0.6825% | 1.4542e-05 |  |  | 0.605 | 0.51674 | 0.53478 | 3.2866 | 0.0024538 | 0.5286% | 0.6825% | 3.6078e-05
[5 empty] | 0.61 | 0.52611 | 0.53289 | 3.3582 | 0.0013958 | 0.07535% | 0.6801% | 5.1243e-06 |  |  |  | 0.61 | 0.52611 | 0.53289 | 3.3582 | 0.002018 | 0.2177% | 0.6801% | 1.4806e-05 |  |  | 0.61 | 0.52611 | 0.53289 | 3.3582 | 0.0025073 | 0.5401% | 0.6801% | 3.6732e-05
[5 empty] | 0.615 | 0.53551 | 0.5309 | 3.4317 | 0.0014264 | 0.077% | 0.6776% | 5.2169e-06 |  |  |  | 0.615 | 0.53551 | 0.5309 | 3.4317 | 0.0020622 | 0.2225% | 0.6776% | 1.5073e-05 |  |  | 0.615 | 0.53551 | 0.5309 | 3.4317 | 0.0025621 | 0.5519% | 0.6776% | 3.7394e-05
[5 empty] | 0.62 | 0.54495 | 0.52883 | 3.5071 | 0.0014577 | 0.07869% | 0.6749% | 5.3106e-06 |  |  |  | 0.62 | 0.54495 | 0.52883 | 3.5071 | 0.0021075 | 0.2273% | 0.6749% | 1.5344e-05 |  |  | 0.62 | 0.54495 | 0.52883 | 3.5071 | 0.0026184 | 0.564% | 0.6749% | 3.8063e-05
[5 empty] | 0.625 | 0.55442 | 0.52666 | 3.5844 | 0.0014899 | 0.08042% | 0.6721% | 5.4054e-06 |  |  |  | 0.625 | 0.55442 | 0.52666 | 3.5844 | 0.0021539 | 0.2324% | 0.6721% | 1.5618e-05 |  |  | 0.625 | 0.55442 | 0.52666 | 3.5844 | 0.0026762 | 0.5764% | 0.6721% | 3.8741e-05
[5 empty] | 0.63 | 0.56393 | 0.5244 | 3.6638 | 0.0015229 | 0.0822% | 0.6693% | 5.5014e-06 |  |  |  | 0.63 | 0.56393 | 0.5244 | 3.6638 | 0.0022016 | 0.2375% | 0.6693% | 1.5895e-05 |  |  | 0.63 | 0.56393 | 0.5244 | 3.6638 | 0.0027354 | 0.5891% | 0.6693% | 3.9427e-05
[5 empty] | 0.635 | 0.57349 | 0.52205 | 3.7453 | 0.0015567 | 0.08403% | 0.6663% | 5.5985e-06 |  |  |  | 0.635 | 0.57349 | 0.52205 | 3.7453 | 0.0022506 | 0.2428% | 0.6663% | 1.6175e-05 |  |  | 0.635 | 0.57349 | 0.52205 | 3.7453 | 0.0027963 | 0.6022% | 0.6663% | 4.0121e-05
[5 empty] | 0.64 | 0.58309 | 0.51961 | 3.829 | 0.0015915 | 0.08591% | 0.6631% | 5.6968e-06 |  |  |  | 0.64 | 0.58309 | 0.51961 | 3.829 | 0.0023009 | 0.2482% | 0.6631% | 1.6459e-05 |  |  | 0.64 | 0.58309 | 0.51961 | 3.829 | 0.0028588 | 0.6156% | 0.6631% | 4.0823e-05
[5 empty] | 0.645 | 0.59274 | 0.51707 | 3.915 | 0.0016273 | 0.08783% | 0.6599% | 5.7963e-06 |  |  |  | 0.645 | 0.59274 | 0.51707 | 3.915 | 0.0023526 | 0.2538% | 0.6599% | 1.6746e-05 |  |  | 0.645 | 0.59274 | 0.51707 | 3.915 | 0.002923 | 0.6294% | 0.6599% | 4.1533e-05
[5 empty] | 0.65 | 0.60243 | 0.51444 | 4.0034 | 0.001664 | 0.08982% | 0.6565% | 5.8969e-06 |  |  |  | 0.65 | 0.60243 | 0.51444 | 4.0034 | 0.0024057 | 0.2595% | 0.6565% | 1.7036e-05 |  |  | 0.65 | 0.60243 | 0.51444 | 4.0034 | 0.002989 | 0.6435% | 0.6565% | 4.2251e-05
[5 empty] | 0.655 | 0.61218 | 0.51172 | 4.0943 | 0.0017018 | 0.09185% | 0.6531% | 5.9987e-06 |  |  |  | 0.655 | 0.61218 | 0.51172 | 4.0943 | 0.0024603 | 0.2654% | 0.6531% | 1.733e-05 |  |  | 0.655 | 0.61218 | 0.51172 | 4.0943 | 0.0030568 | 0.6581% | 0.6531% | 4.2978e-05
[5 empty] | 0.66 | 0.62197 | 0.5089 | 4.1877 | 0.0017406 | 0.09395% | 0.6495% | 6.1018e-06 |  |  |  | 0.66 | 0.62197 | 0.5089 | 4.1877 | 0.0025164 | 0.2714% | 0.6495% | 1.7627e-05 |  |  | 0.66 | 0.62197 | 0.5089 | 4.1877 | 0.0031265 | 0.6731% | 0.6495% | 4.3714e-05
[5 empty] | 0.665 | 0.63183 | 0.50599 | 4.2838 | 0.0017806 | 0.0961% | 0.6458% | 6.206e-06 |  |  |  | 0.665 | 0.63183 | 0.50599 | 4.2838 | 0.0025742 | 0.2776% | 0.6458% | 1.7928e-05 |  |  | 0.665 | 0.63183 | 0.50599 | 4.2838 | 0.0031983 | 0.6884% | 0.6458% | 4.4457e-05
[5 empty] | 0.67 | 0.64174 | 0.50298 | 4.3827 | 0.0018217 | 0.09832% | 0.6419% | 6.3115e-06 |  |  |  | 0.67 | 0.64174 | 0.50298 | 4.3827 | 0.0026336 | 0.284% | 0.6419% | 1.8232e-05 |  |  | 0.67 | 0.64174 | 0.50298 | 4.3827 | 0.0032721 | 0.7043% | 0.6419% | 4.521e-05
[5 empty] | 0.675 | 0.65171 | 0.49988 | 4.4844 | 0.001864 | 0.1006% | 0.638% | 6.4181e-06 |  |  |  | 0.675 | 0.65171 | 0.49988 | 4.4844 | 0.0026948 | 0.2906% | 0.638% | 1.854e-05 |  |  | 0.675 | 0.65171 | 0.49988 | 4.4844 | 0.0033481 | 0.7206% | 0.638% | 4.5971e-05
[5 empty] | 0.68 | 0.66174 | 0.49668 | 4.5893 | 0.0019075 | 0.103% | 0.6339% | 6.526e-06 |  |  |  | 0.68 | 0.66174 | 0.49668 | 4.5893 | 0.0027578 | 0.2974% | 0.6339% | 1.8851e-05 |  |  | 0.68 | 0.66174 | 0.49668 | 4.5893 | 0.0034264 | 0.7374% | 0.6339% | 4.674e-05
[5 empty] | 0.685 | 0.67184 | 0.49339 | 4.6972 | 0.0019524 | 0.1054% | 0.6297% | 6.6352e-06 |  |  |  | 0.685 | 0.67184 | 0.49339 | 4.6972 | 0.0028226 | 0.3044% | 0.6297% | 1.9166e-05 |  |  | 0.685 | 0.67184 | 0.49339 | 4.6972 | 0.003507 | 0.7546% | 0.6297% | 4.7518e-05
[5 empty] | 0.69 | 0.68201 | 0.48999 | 4.8085 | 0.0019987 | 0.1079% | 0.6253% | 6.7456e-06 |  |  |  | 0.69 | 0.68201 | 0.48999 | 4.8085 | 0.0028895 | 0.3116% | 0.6253% | 1.9484e-05 |  |  | 0.69 | 0.68201 | 0.48999 | 4.8085 | 0.0035901 | 0.7725% | 0.6253% | 4.8305e-05
[5 empty] | 0.695 | 0.69225 | 0.4865 | 4.9233 | 0.0020464 | 0.1104% | 0.6209% | 6.8572e-06 |  |  |  | 0.695 | 0.69225 | 0.4865 | 4.9233 | 0.0029585 | 0.319% | 0.6209% | 1.9806e-05 |  |  | 0.695 | 0.69225 | 0.4865 | 4.9233 | 0.0036757 | 0.7908% | 0.6209% | 4.91e-05
[5 empty] | 0.7 | 0.70257 | 0.48291 | 5.0416 | 0.0020955 | 0.1131% | 0.6163% | 6.9701e-06 |  |  |  | 0.7 | 0.70257 | 0.48291 | 5.0416 | 0.0030296 | 0.3267% | 0.6163% | 2.0132e-05 |  |  | 0.7 | 0.70257 | 0.48291 | 5.0416 | 0.0037641 | 0.8097% | 0.6163% | 4.9905e-05
[5 empty] | 0.705 | 0.71296 | 0.47921 | 5.1637 | 0.0021463 | 0.1158% | 0.6116% | 7.0842e-06 |  |  |  | 0.705 | 0.71296 | 0.47921 | 5.1637 | 0.0031029 | 0.3346% | 0.6116% | 2.0461e-05 |  |  | 0.705 | 0.71296 | 0.47921 | 5.1637 | 0.0038553 | 0.8293% | 0.6116% | 5.0718e-05
[5 empty] | 0.71 | 0.72344 | 0.47542 | 5.2898 | 0.0021987 | 0.1187% | 0.6067% | 7.1996e-06 |  |  |  | 0.71 | 0.72344 | 0.47542 | 5.2898 | 0.0031787 | 0.3427% | 0.6067% | 2.0794e-05 |  |  | 0.71 | 0.72344 | 0.47542 | 5.2898 | 0.0039494 | 0.8494% | 0.6067% | 5.1539e-05
[5 empty] | 0.715 | 0.734 | 0.47153 | 5.42 | 0.0022528 | 0.1216% | 0.6018% | 7.3163e-06 |  |  |  | 0.715 | 0.734 | 0.47153 | 5.42 | 0.0032569 | 0.3511% | 0.6018% | 2.113e-05 |  |  | 0.715 | 0.734 | 0.47153 | 5.42 | 0.0040466 | 0.8703% | 0.6018% | 5.237e-05
[5 empty] | 0.72 | 0.74465 | 0.46753 | 5.5545 | 0.0023087 | 0.1246% | 0.5967% | 7.4343e-06 |  |  |  | 0.72 | 0.74465 | 0.46753 | 5.5545 | 0.0033378 | 0.3598% | 0.5967% | 2.147e-05 |  |  | 0.72 | 0.74465 | 0.46753 | 5.5545 | 0.004147 | 0.8918% | 0.5967% | 5.3209e-05
[5 empty] | 0.725 | 0.75539 | 0.46343 | 5.6936 | 0.0023665 | 0.1277% | 0.5914% | 7.5535e-06 |  |  |  | 0.725 | 0.75539 | 0.46343 | 5.6936 | 0.0034214 | 0.3688% | 0.5914% | 2.1814e-05 |  |  | 0.725 | 0.75539 | 0.46343 | 5.6936 | 0.0042509 | 0.914% | 0.5914% | 5.4058e-05
[5 empty] | 0.73 | 0.76623 | 0.45923 | 5.8375 | 0.0024263 | 0.1309% | 0.5861% | 7.674e-06 |  |  |  | 0.73 | 0.76623 | 0.45923 | 5.8375 | 0.0035078 | 0.3781% | 0.5861% | 2.2162e-05 |  |  | 0.73 | 0.76623 | 0.45923 | 5.8375 | 0.0043583 | 0.937% | 0.5861% | 5.4915e-05
[5 empty] | 0.735 | 0.77716 | 0.45492 | 5.9864 | 0.0024882 | 0.1343% | 0.5806% | 7.7958e-06 |  |  |  | 0.735 | 0.77716 | 0.45492 | 5.9864 | 0.0035973 | 0.3878% | 0.5806% | 2.2512e-05 |  |  | 0.735 | 0.77716 | 0.45492 | 5.9864 | 0.0044695 | 0.9608% | 0.5806% | 5.578e-05
[5 empty] | 0.74 | 0.78821 | 0.45051 | 6.1406 | 0.0025523 | 0.1377% | 0.575% | 7.9189e-06 |  |  |  | 0.74 | 0.78821 | 0.45051 | 6.1406 | 0.00369 | 0.3977% | 0.575% | 2.2867e-05 |  |  | 0.74 | 0.78821 | 0.45051 | 6.1406 | 0.0045846 | 0.9854% | 0.575% | 5.6655e-05
[5 empty] | 0.745 | 0.79936 | 0.44599 | 6.3003 | 0.0026187 | 0.1413% | 0.5692% | 8.0432e-06 |  |  |  | 0.745 | 0.79936 | 0.44599 | 6.3003 | 0.003786 | 0.408% | 0.5692% | 2.3225e-05 |  |  | 0.745 | 0.79936 | 0.44599 | 6.3003 | 0.0047039 | 1.011% | 0.5692% | 5.7538e-05
[5 empty] | 0.75 | 0.81063 | 0.44136 | 6.466 | 0.0026876 | 0.145% | 0.5633% | 8.1688e-06 |  |  |  | 0.75 | 0.81063 | 0.44136 | 6.466 | 0.0038855 | 0.4188% | 0.5633% | 2.3587e-05 |  |  | 0.75 | 0.81063 | 0.44136 | 6.466 | 0.0048275 | 1.037% | 0.5633% | 5.843e-05
[5 empty] | 0.755 | 0.82202 | 0.43662 | 6.6378 | 0.002759 | 0.1489% | 0.5572% | 8.2957e-06 |  |  |  | 0.755 | 0.82202 | 0.43662 | 6.6378 | 0.0039887 | 0.4299% | 0.5572% | 2.3953e-05 |  |  | 0.755 | 0.82202 | 0.43662 | 6.6378 | 0.0049558 | 1.065% | 0.5572% | 5.933e-05
[5 empty] | 0.76 | 0.83354 | 0.43177 | 6.8161 | 0.0028331 | 0.1529% | 0.551% | 8.4238e-06 |  |  |  | 0.76 | 0.83354 | 0.43177 | 6.8161 | 0.0040959 | 0.4414% | 0.551% | 2.4322e-05 |  |  | 0.76 | 0.83354 | 0.43177 | 6.8161 | 0.005089 | 1.093% | 0.551% | 6.0239e-05
[5 empty] | 0.765 | 0.84518 | 0.42681 | 7.0014 | 0.0029101 | 0.157% | 0.5447% | 8.5532e-06 |  |  |  | 0.765 | 0.84518 | 0.42681 | 7.0014 | 0.0042072 | 0.4534% | 0.5447% | 2.4694e-05 |  |  | 0.765 | 0.84518 | 0.42681 | 7.0014 | 0.0052273 | 1.123% | 0.5447% | 6.1156e-05
[5 empty] | 0.77 | 0.85697 | 0.42173 | 7.194 | 0.0029902 | 0.1613% | 0.5382% | 8.6838e-06 |  |  |  | 0.77 | 0.85697 | 0.42173 | 7.194 | 0.004323 | 0.4658% | 0.5382% | 2.507e-05 |  |  | 0.77 | 0.85697 | 0.42173 | 7.194 | 0.0053711 | 1.153% | 0.5382% | 6.2082e-05
[5 empty] | 0.775 | 0.8689 | 0.41655 | 7.3943 | 0.0030735 | 0.1658% | 0.5316% | 8.8156e-06 |  |  |  | 0.775 | 0.8689 | 0.41655 | 7.3943 | 0.0044434 | 0.4787% | 0.5316% | 2.545e-05 |  |  | 0.775 | 0.8689 | 0.41655 | 7.3943 | 0.0055206 | 1.185% | 0.5316% | 6.3016e-05
[5 empty] | 0.78 | 0.88098 | 0.41124 | 7.6029 | 0.0031601 | 0.1705% | 0.5248% | 8.9486e-06 |  |  |  | 0.78 | 0.88098 | 0.41124 | 7.6029 | 0.0045687 | 0.4922% | 0.5248% | 2.5833e-05 |  |  | 0.78 | 0.88098 | 0.41124 | 7.6029 | 0.0056764 | 1.219% | 0.5248% | 6.3957e-05
[5 empty] | 0.785 | 0.89322 | 0.40582 | 7.8202 | 0.0032505 | 0.1754% | 0.5179% | 9.0828e-06 |  |  |  | 0.785 | 0.89322 | 0.40582 | 7.8202 | 0.0046993 | 0.5062% | 0.5179% | 2.6219e-05 |  |  | 0.785 | 0.89322 | 0.40582 | 7.8202 | 0.0058386 | 1.253% | 0.5179% | 6.4907e-05
[5 empty] | 0.79 | 0.90562 | 0.40028 | 8.0468 | 0.0033447 | 0.1804% | 0.5108% | 9.2182e-06 |  |  |  | 0.79 | 0.90562 | 0.40028 | 8.0468 | 0.0048354 | 0.5209% | 0.5108% | 2.6608e-05 |  |  | 0.79 | 0.90562 | 0.40028 | 8.0468 | 0.0060078 | 1.289% | 0.5108% | 6.5864e-05
[5 empty] | 0.795 | 0.9182 | 0.39462 | 8.2833 | 0.003443 | 0.1857% | 0.5036% | 9.3547e-06 |  |  |  | 0.795 | 0.9182 | 0.39462 | 8.2833 | 0.0049776 | 0.5361% | 0.5036% | 2.7001e-05 |  |  | 0.795 | 0.9182 | 0.39462 | 8.2833 | 0.0061844 | 1.327% | 0.5036% | 6.6828e-05
[5 empty] | 0.8 | 0.93097 | 0.38884 | 8.5304 | 0.0035456 | 0.1913% | 0.4962% | 9.4923e-06 |  |  |  | 0.8 | 0.93097 | 0.38884 | 8.5304 | 0.005126 | 0.5521% | 0.4962% | 2.7397e-05 |  |  | 0.8 | 0.93097 | 0.38884 | 8.5304 | 0.0063688 | 1.366% | 0.4962% | 6.7799e-05
[5 empty] | 0.805 | 0.94392 | 0.38293 | 8.7887 | 0.003653 | 0.1971% | 0.4887% | 9.6309e-06 |  |  |  | 0.805 | 0.94392 | 0.38293 | 8.7887 | 0.0052813 | 0.5688% | 0.4887% | 2.7795e-05 |  |  | 0.805 | 0.94392 | 0.38293 | 8.7887 | 0.0065617 | 1.407% | 0.4887% | 6.8777e-05
[5 empty] | 0.81 | 0.95709 | 0.3769 | 9.0591 | 0.0037654 | 0.2031% | 0.481% | 9.7705e-06 |  |  |  | 0.81 | 0.95709 | 0.3769 | 9.0591 | 0.0054437 | 0.5862% | 0.481% | 2.8197e-05 |  |  | 0.81 | 0.95709 | 0.3769 | 9.0591 | 0.0067636 | 1.45% | 0.481% | 6.9761e-05
[5 empty] | 0.815 | 0.97046 | 0.37074 | 9.3425 | 0.0038832 | 0.2095% | 0.4731% | 9.9111e-06 |  |  |  | 0.815 | 0.97046 | 0.37074 | 9.3425 | 0.005614 | 0.6045% | 0.4731% | 2.8601e-05 |  |  | 0.815 | 0.97046 | 0.37074 | 9.3425 | 0.0069751 | 1.495% | 0.4731% | 7.0751e-05
[5 empty] | 0.82 | 0.98406 | 0.36444 | 9.6397 | 0.0040067 | 0.2161% | 0.4651% | 1.0053e-05 |  |  |  | 0.82 | 0.98406 | 0.36444 | 9.6397 | 0.0057926 | 0.6237% | 0.4651% | 2.9007e-05 |  |  | 0.82 | 0.98406 | 0.36444 | 9.6397 | 0.007197 | 1.543% | 0.4651% | 7.1746e-05
[5 empty] | 0.825 | 0.9979 | 0.35802 | 9.9519 | 0.0041365 | 0.2231% | 0.4569% | 1.0195e-05 |  |  |  | 0.825 | 0.9979 | 0.35802 | 9.9519 | 0.0059802 | 0.6438% | 0.4569% | 2.9416e-05 |  |  | 0.825 | 0.9979 | 0.35802 | 9.9519 | 0.0074301 | 1.592% | 0.4569% | 7.2746e-05
[5 empty] | 0.83 | 1.012 | 0.35146 | 10.2801 | 0.0042729 | 0.2305% | 0.4485% | 1.0338e-05 |  |  |  | 0.83 | 1.012 | 0.35146 | 10.2801 | 0.0061775 | 0.6649% | 0.4485% | 2.9826e-05 |  |  | 0.83 | 1.012 | 0.35146 | 10.2801 | 0.0076752 | 1.644% | 0.4485% | 7.3749e-05
[5 empty] | 0.835 | 1.0264 | 0.34477 | 10.6258 | 0.0044166 | 0.2382% | 0.44% | 1.0481e-05 |  |  |  | 0.835 | 1.0264 | 0.34477 | 10.6258 | 0.0063852 | 0.6872% | 0.44% | 3.0238e-05 |  |  | 0.835 | 1.0264 | 0.34477 | 10.6258 | 0.0079333 | 1.699% | 0.44% | 7.4756e-05
[5 empty] | 0.84 | 1.041 | 0.33793 | 10.9903 | 0.0045681 | 0.2464% | 0.4313% | 1.0626e-05 |  |  |  | 0.84 | 1.041 | 0.33793 | 10.9903 | 0.0066042 | 0.7107% | 0.4313% | 3.0652e-05 |  |  | 0.84 | 1.041 | 0.33793 | 10.9903 | 0.0082054 | 1.757% | 0.4313% | 7.5766e-05
[5 empty] | 0.845 | 1.056 | 0.33096 | 11.3752 | 0.0047281 | 0.255% | 0.4224% | 1.077e-05 |  |  |  | 0.845 | 1.056 | 0.33096 | 11.3752 | 0.0068355 | 0.7355% | 0.4224% | 3.1067e-05 |  |  | 0.845 | 1.056 | 0.33096 | 11.3752 | 0.0084928 | 1.818% | 0.4224% | 7.6776e-05
[5 empty] | 0.85 | 1.0712 | 0.32383 | 11.7824 | 0.0048973 | 0.2641% | 0.4133% | 1.0915e-05 |  |  |  | 0.85 | 1.0712 | 0.32383 | 11.7824 | 0.0070802 | 0.7617% | 0.4133% | 3.1482e-05 |  |  | 0.85 | 1.0712 | 0.32383 | 11.7824 | 0.0087968 | 1.882% | 0.4133% | 7.7787e-05
[5 empty] | 0.855 | 1.0868 | 0.31656 | 12.2137 | 0.0050766 | 0.2738% | 0.404% | 1.106e-05 |  |  |  | 0.855 | 1.0868 | 0.31656 | 12.2137 | 0.0073394 | 0.7895% | 0.404% | 3.1897e-05 |  |  | 0.855 | 1.0868 | 0.31656 | 12.2137 | 0.0091188 | 1.95% | 0.404% | 7.8796e-05
[5 empty] | 0.86 | 1.1028 | 0.30913 | 12.6716 | 0.0052669 | 0.284% | 0.3945% | 1.1205e-05 |  |  |  | 0.86 | 1.1028 | 0.30913 | 12.6716 | 0.0076145 | 0.819% | 0.3945% | 3.2312e-05 |  |  | 0.86 | 1.1028 | 0.30913 | 12.6716 | 0.0094606 | 2.023% | 0.3945% | 7.9803e-05
[5 empty] | 0.865 | 1.1192 | 0.30155 | 13.1585 | 0.0054693 | 0.2949% | 0.3849% | 1.135e-05 |  |  |  | 0.865 | 1.1192 | 0.30155 | 13.1585 | 0.0079071 | 0.8503% | 0.3849% | 3.2725e-05 |  |  | 0.865 | 1.1192 | 0.30155 | 13.1585 | 0.0098242 | 2.1% | 0.3849% | 8.0806e-05
[5 empty] | 0.87 | 1.136 | 0.29381 | 13.6773 | 0.005685 | 0.3065% | 0.375% | 1.1494e-05 |  |  |  | 0.87 | 1.136 | 0.29381 | 13.6773 | 0.0082189 | 0.8837% | 0.375% | 3.3137e-05 |  |  | 0.87 | 1.136 | 0.29381 | 13.6773 | 0.010212 | 2.182% | 0.375% | 8.1802e-05
[5 empty] | 0.875 | 1.1533 | 0.28591 | 14.2315 | 0.0059153 | 0.3189% | 0.3649% | 1.1637e-05 |  |  |  | 0.875 | 1.1533 | 0.28591 | 14.2315 | 0.0085519 | 0.9194% | 0.3649% | 3.3546e-05 |  |  | 0.875 | 1.1533 | 0.28591 | 14.2315 | 0.010625 | 2.269% | 0.3649% | 8.279e-05
[5 empty] | 0.88 | 1.171 | 0.27783 | 14.8249 | 0.006162 | 0.3322% | 0.3546% | 1.1779e-05 |  |  |  | 0.88 | 1.171 | 0.27783 | 14.8249 | 0.0089085 | 0.9575% | 0.3546% | 3.3951e-05 |  |  | 0.88 | 1.171 | 0.27783 | 14.8249 | 0.011068 | 2.362% | 0.3546% | 8.3766e-05
[5 empty] | 0.885 | 1.1893 | 0.26959 | 15.4617 | 0.0064267 | 0.3464% | 0.3441% | 1.1919e-05 |  |  |  | 0.885 | 1.1893 | 0.26959 | 15.4617 | 0.0092912 | 0.9984% | 0.3441% | 3.4352e-05 |  |  | 0.885 | 1.1893 | 0.26959 | 15.4617 | 0.011544 | 2.463% | 0.3441% | 8.4728e-05
[5 empty] | 0.89 | 1.2081 | 0.26116 | 16.1473 | 0.0067116 | 0.3618% | 0.3333% | 1.2058e-05 |  |  |  | 0.89 | 1.2081 | 0.26116 | 16.1473 | 0.0097032 | 1.042% | 0.3333% | 3.4746e-05 |  |  | 0.89 | 1.2081 | 0.26116 | 16.1473 | 0.012056 | 2.57% | 0.3333% | 8.5672e-05
[5 empty] | 0.895 | 1.2276 | 0.25255 | 16.8876 | 0.0070193 | 0.3783% | 0.3223% | 1.2194e-05 |  |  |  | 0.895 | 1.2276 | 0.25255 | 16.8876 | 0.010148 | 1.09% | 0.3223% | 3.5132e-05 |  |  | 0.895 | 1.2276 | 0.25255 | 16.8876 | 0.012608 | 2.687% | 0.3223% | 8.6594e-05
[5 empty] | 0.9 | 1.2477 | 0.24375 | 17.6896 | 0.0073527 | 0.3963% | 0.3111% | 1.2327e-05 |  |  |  | 0.9 | 1.2477 | 0.24375 | 17.6896 | 0.01063 | 1.141% | 0.3111% | 3.5509e-05 |  |  | 0.9 | 1.2477 | 0.24375 | 17.6896 | 0.013207 | 2.812% | 0.3111% | 8.7489e-05
[5 empty] | 0.905 | 1.2686 | 0.23475 | 18.5617 | 0.0077152 | 0.4158% | 0.2996% | 1.2456e-05 |  |  |  | 0.905 | 1.2686 | 0.23475 | 18.5617 | 0.011154 | 1.197% | 0.2996% | 3.5873e-05 |  |  | 0.905 | 1.2686 | 0.23475 | 18.5617 | 0.013858 | 2.949% | 0.2996% | 8.8351e-05
[5 empty] | 0.91 | 1.2903 | 0.22554 | 19.5139 | 0.0081109 | 0.437% | 0.2878% | 1.258e-05 |  |  |  | 0.91 | 1.2903 | 0.22554 | 19.5139 | 0.011726 | 1.258% | 0.2878% | 3.6224e-05 |  |  | 0.91 | 1.2903 | 0.22554 | 19.5139 | 0.014569 | 3.098% | 0.2878% | 8.9172e-05
[5 empty] | 0.915 | 1.313 | 0.21612 | 20.5583 | 0.0085451 | 0.4604% | 0.2758% | 1.2698e-05 |  |  |  | 0.915 | 1.313 | 0.21612 | 20.5583 | 0.012354 | 1.325% | 0.2758% | 3.6556e-05 |  |  | 0.915 | 1.313 | 0.21612 | 20.5583 | 0.015349 | 3.261% | 0.2758% | 8.9946e-05
[5 empty] | 0.92 | 1.3367 | 0.20648 | 21.7096 | 0.0090236 | 0.4861% | 0.2635% | 1.2809e-05 |  |  |  | 0.92 | 1.3367 | 0.20648 | 21.7096 | 0.013046 | 1.399% | 0.2635% | 3.6867e-05 |  |  | 0.92 | 1.3367 | 0.20648 | 21.7096 | 0.016208 | 3.44% | 0.2635% | 9.0662e-05
[5 empty] | 0.925 | 1.3615 | 0.1966 | 22.986 | 0.0095541 | 0.5146% | 0.2509% | 1.2912e-05 |  |  |  | 0.925 | 1.3615 | 0.1966 | 22.986 | 0.013813 | 1.481% | 0.2509% | 3.7152e-05 |  |  | 0.925 | 1.3615 | 0.1966 | 22.986 | 0.017161 | 3.639% | 0.2509% | 9.1308e-05
[5 empty] | 0.93 | 1.3876 | 0.18648 | 24.4101 | 0.010146 | 0.5464% | 0.238% | 1.3004e-05 |  |  |  | 0.93 | 1.3876 | 0.18648 | 24.4101 | 0.014668 | 1.572% | 0.238% | 3.7406e-05 |  |  | 0.93 | 1.3876 | 0.18648 | 24.4101 | 0.018225 | 3.86% | 0.238% | 9.1868e-05
[5 empty] | 0.935 | 1.4152 | 0.1761 | 26.0108 | 0.010811 | 0.5821% | 0.2247% | 1.3083e-05 |  |  |  | 0.935 | 1.4152 | 0.1761 | 26.0108 | 0.01563 | 1.674% | 0.2247% | 3.7621e-05 |  |  | 0.935 | 1.4152 | 0.1761 | 26.0108 | 0.01942 | 4.108% | 0.2247% | 9.2325e-05
[5 empty] | 0.94 | 1.4444 | 0.16545 | 27.8251 | 0.011566 | 0.6226% | 0.2112% | 1.3146e-05 |  |  |  | 0.94 | 1.4444 | 0.16545 | 27.8251 | 0.016721 | 1.79% | 0.2112% | 3.7788e-05 |  |  | 0.94 | 1.4444 | 0.16545 | 27.8251 | 0.020774 | 4.388% | 0.2112% | 9.2655e-05
[5 empty] | 0.945 | 1.4757 | 0.1545 | 29.9019 | 0.012429 | 0.6689% | 0.1972% | 1.319e-05 |  |  |  | 0.945 | 1.4757 | 0.1545 | 29.9019 | 0.017968 | 1.922% | 0.1972% | 3.7896e-05 |  |  | 0.945 | 1.4757 | 0.1545 | 29.9019 | 0.022325 | 4.708% | 0.1972% | 9.2828e-05
[5 empty] | 0.95 | 1.5093 | 0.14324 | 32.3068 | 0.013428 | 0.7225% | 0.1828% | 1.3208e-05 |  |  |  | 0.95 | 1.5093 | 0.14324 | 32.3068 | 0.019414 | 2.075% | 0.1828% | 3.7931e-05 |  |  | 0.95 | 1.5093 | 0.14324 | 32.3068 | 0.02412 | 5.077% | 0.1828% | 9.2807e-05
[5 empty] | 0.955 | 1.5457 | 0.13165 | 35.1307 | 0.014602 | 0.7854% | 0.168% | 1.3196e-05 |  |  |  | 0.955 | 1.5457 | 0.13165 | 35.1307 | 0.021111 | 2.254% | 0.168% | 3.7873e-05 |  |  | 0.955 | 1.5457 | 0.13165 | 35.1307 | 0.026229 | 5.508% | 0.168% | 9.2541e-05
[5 empty] | 0.96 | 1.5855 | 0.11969 | 38.5029 | 0.016004 | 0.8605% | 0.1527% | 1.3144e-05 |  |  |  | 0.96 | 1.5855 | 0.11969 | 38.5029 | 0.023137 | 2.468% | 0.1527% | 3.7695e-05 |  |  | 0.96 | 1.5855 | 0.11969 | 38.5029 | 0.028746 | 6.02% | 0.1527% | 9.196e-05
[5 empty] | 0.965 | 1.6296 | 0.10732 | 42.6163 | 0.017713 | 0.952% | 0.137% | 1.3039e-05 |  |  |  | 0.965 | 1.6296 | 0.10732 | 42.6163 | 0.025609 | 2.728% | 0.137% | 3.7362e-05 |  |  | 0.965 | 1.6296 | 0.10732 | 42.6163 | 0.031818 | 6.642% | 0.137% | 9.0968e-05
[5 empty] | 0.97 | 1.6792 | 0.094503 | 47.7718 | 0.019856 | 1.067% | 0.1206% | 1.2863e-05 |  |  |  | 0.97 | 1.6792 | 0.094503 | 47.7718 | 0.028707 | 3.053% | 0.1206% | 3.6819e-05 |  |  | 0.97 | 1.6792 | 0.094503 | 47.7718 | 0.035667 | 7.415% | 0.1206% | 8.9427e-05
[5 empty] | 0.975 | 1.7362 | 0.081174 | 54.4721 | 0.022641 | 1.215% | 0.1036% | 1.2589e-05 |  |  |  | 0.975 | 1.7362 | 0.081174 | 54.4721 | 0.032733 | 3.473% | 0.1036% | 3.5983e-05 |  |  | 0.975 | 1.7362 | 0.081174 | 54.4721 | 0.040669 | 8.41% | 0.1036% | 8.7122e-05
[5 empty] | 0.98 | 1.8037 | 0.067247 | 63.6355 | 0.02645 | 1.418% | 0.08582% | 1.2171e-05 |  |  |  | 0.98 | 1.8037 | 0.067247 | 63.6355 | 0.038239 | 4.046% | 0.08582% | 3.4722e-05 |  |  | 0.98 | 1.8037 | 0.067247 | 63.6355 | 0.047511 | 9.753% | 0.08582% | 8.3706e-05
[5 empty] | 0.985 | 1.8875 | 0.052598 | 77.1729 | 0.032077 | 1.717% | 0.06713% | 1.1527e-05 |  |  |  | 0.985 | 1.8875 | 0.052598 | 77.1729 | 0.046374 | 4.885% | 0.06713% | 3.2792e-05 |  |  | 0.985 | 1.8875 | 0.052598 | 77.1729 | 0.057618 | 11.7% | 0.06713% | 7.8553e-05
[5 empty] | 0.99 | 2 | 0.037017 | 99.9932 | 0.041562 | 2.219% | 0.04724% | 1.0485e-05 |  |  |  | 0.99 | 2 | 0.037017 | 99.9932 | 0.060087 | 6.283% | 0.04724% | 2.9684e-05 |  |  | 0.99 | 2 | 0.037017 | 99.9932 | 0.074655 | 14.89% | 0.04724% | 7.0356e-05
[5 empty] | 0.995 | 2.1796 | 0.020083 | 151.2158 | 0.062853 | 3.337% | 0.02563% | 8.5532e-06 |  |  |  | 0.995 | 2.1796 | 0.020083 | 151.2158 | 0.090868 | 9.348% | 0.02563% | 2.3958e-05 |  |  | 0.995 | 2.1796 | 0.020083 | 151.2158 | 0.1129 | 21.64% | 0.02563% | 5.5465e-05
|  |  |  | 3 | Light Exercise, Speaking | 1 | hr | 0.698 | 0.72 |  |  | R(ERq) |  |  |  | Light Exercise, Speaking | 2 | hr | 0.698 | 0.72 |  |  | R(ERq) |  |  | Light Exercise, Speaking | 4 | hr | 0.698 | 0.72 |  |  | R(ERq)
[5 empty] | Percentile Increment | log10ERq | pdf log10ERq | I*Erq | Avg quanta/m3 | PI(ERq) | PERq | PI(ERq)*PERq | Risk = | 0.0022117 |  | Percentile Increment | log10ERq | pdf log10ERq | I*Erq | Avg quanta/m3 | PI(ERq) | PERq | PI(ERq)*PERq | Risk = | 0.0063458 | Percentile Increment | log10ERq | pdf log10ERq | I*Erq | Avg quanta/m3 | PI(ERq) | PERq | PI(ERq)*PERq | Risk = | 0.015504
[5 empty] | 0.005 | -1.1566 | 0.020083 | 0.069727 | 2.8982e-05 | 0.001565% | 0.02563% | 4.0112e-09 | Percentile = | 0.655 |  | 0.005 | -1.1566 | 0.020083 | 0.069727 | 4.19e-05 | 0.004525% | 0.02563% | 1.1598e-08 | Percentile = | 0.655 | 0.005 | -1.1566 | 0.020083 | 0.069727 | 5.2059e-05 | 0.01124% | 0.02563% | 2.8819e-08 | Percentile = | 0.655
[5 empty] | 0.01 | -0.97697 | 0.037017 | 0.10545 | 4.3829e-05 | 0.002367% | 0.04724% | 1.1181e-08 | R(ERq)max = | 0.003102% |  | 0.01 | -0.97697 | 0.037017 | 0.10545 | 6.3364e-05 | 0.006843% | 0.04724% | 3.2328e-08 | R(ERq)max = | 0.008829% | 0.01 | -0.97697 | 0.037017 | 0.10545 | 7.8726e-05 | 0.017% | 0.04724% | 8.0328e-08 | R(ERq)max = | 0.02122%
[5 empty] | 0.015 | -0.86447 | 0.052598 | 0.13663 | 5.6789e-05 | 0.003067% | 0.06713% | 2.0585e-08 | PI 90% = | 0.9328% |  | 0.015 | -0.86447 | 0.052598 | 0.13663 | 8.2101e-05 | 0.008866% | 0.06713% | 5.9518e-08 | PI 90% = | 2.674% | 0.015 | -0.86447 | 0.052598 | 0.13663 | 0.00010201 | 0.02203% | 0.06713% | 1.4789e-07 | PI 90% = | 6.512%
[5 empty] | 0.02 | -0.7807 | 0.067247 | 0.16569 | 6.887e-05 | 0.003719% | 0.08582% | 3.1917e-08 | Percentile = | 0.9 |  | 0.02 | -0.7807 | 0.067247 | 0.16569 | 9.9567e-05 | 0.01075% | 0.08582% | 9.2282e-08 | Percentile = | 0.9 | 0.02 | -0.7807 | 0.067247 | 0.16569 | 0.00012371 | 0.02672% | 0.08582% | 2.2929e-07 | Percentile = | 0.9
[5 empty] | 0.025 | -0.71317 | 0.081174 | 0.19356 | 8.0455e-05 | 0.004344% | 0.1036% | 4.5007e-08 |  |  |  | 0.025 | -0.71317 | 0.081174 | 0.19356 | 0.00011632 | 0.01256% | 0.1036% | 1.3013e-07 |  |  | 0.025 | -0.71317 | 0.081174 | 0.19356 | 0.00014452 | 0.03121% | 0.1036% | 3.2333e-07
[5 empty] | 0.03 | -0.65617 | 0.094503 | 0.22071 | 9.174e-05 | 0.004954% | 0.1206% | 5.9747e-08 |  |  |  | 0.03 | -0.65617 | 0.094503 | 0.22071 | 0.00013263 | 0.01432% | 0.1206% | 1.7275e-07 |  |  | 0.03 | -0.65617 | 0.094503 | 0.22071 | 0.00016479 | 0.03559% | 0.1206% | 4.2921e-07
[5 empty] | 0.035 | -0.60658 | 0.10732 | 0.24741 | 0.00010284 | 0.005553% | 0.137% | 7.6058e-08 |  |  |  | 0.035 | -0.60658 | 0.10732 | 0.24741 | 0.00014867 | 0.01606% | 0.137% | 2.199e-07 |  |  | 0.035 | -0.60658 | 0.10732 | 0.24741 | 0.00018472 | 0.03989% | 0.137% | 5.4638e-07
[5 empty] | 0.04 | -0.56249 | 0.11969 | 0.27385 | 0.00011382 | 0.006146% | 0.1527% | 9.3883e-08 |  |  |  | 0.04 | -0.56249 | 0.11969 | 0.27385 | 0.00016456 | 0.01777% | 0.1527% | 2.7144e-07 |  |  | 0.04 | -0.56249 | 0.11969 | 0.27385 | 0.00020445 | 0.04415% | 0.1527% | 6.7441e-07
[5 empty] | 0.045 | -0.52269 | 0.13165 | 0.30013 | 0.00012475 | 0.006736% | 0.168% | 1.1318e-07 |  |  |  | 0.045 | -0.52269 | 0.13165 | 0.30013 | 0.00018035 | 0.01948% | 0.168% | 3.2723e-07 |  |  | 0.045 | -0.52269 | 0.13165 | 0.30013 | 0.00022408 | 0.04839% | 0.168% | 8.1301e-07
[5 empty] | 0.05 | -0.48629 | 0.14324 | 0.32637 | 0.00013565 | 0.007325% | 0.1828% | 1.3391e-07 |  |  |  | 0.05 | -0.48629 | 0.14324 | 0.32637 | 0.00019612 | 0.02118% | 0.1828% | 3.8717e-07 |  |  | 0.05 | -0.48629 | 0.14324 | 0.32637 | 0.00024367 | 0.05262% | 0.1828% | 9.6193e-07
[5 empty] | 0.055 | -0.4527 | 0.1545 | 0.35262 | 0.00014656 | 0.007914% | 0.1972% | 1.5605e-07 |  |  |  | 0.055 | -0.4527 | 0.1545 | 0.35262 | 0.00021189 | 0.02288% | 0.1972% | 4.5118e-07 |  |  | 0.055 | -0.4527 | 0.1545 | 0.35262 | 0.00026326 | 0.05685% | 0.1972% | 1.121e-06
[5 empty] | 0.06 | -0.42144 | 0.16545 | 0.37893 | 0.0001575 | 0.008505% | 0.2112% | 1.7958e-07 |  |  |  | 0.06 | -0.42144 | 0.16545 | 0.37893 | 0.00022771 | 0.02459% | 0.2112% | 5.192e-07 |  |  | 0.06 | -0.42144 | 0.16545 | 0.37893 | 0.00028291 | 0.06109% | 0.2112% | 1.2899e-06
[5 empty] | 0.065 | -0.39215 | 0.1761 | 0.40537 | 0.00016849 | 0.009098% | 0.2247% | 2.0448e-07 |  |  |  | 0.065 | -0.39215 | 0.1761 | 0.40537 | 0.00024359 | 0.0263% | 0.2247% | 5.9118e-07 |  |  | 0.065 | -0.39215 | 0.1761 | 0.40537 | 0.00030265 | 0.06535% | 0.2247% | 1.4687e-06
[5 empty] | 0.07 | -0.36457 | 0.18648 | 0.43195 | 0.00017954 | 0.009695% | 0.238% | 2.3073e-07 |  |  |  | 0.07 | -0.36457 | 0.18648 | 0.43195 | 0.00025956 | 0.02803% | 0.238% | 6.6708e-07 |  |  | 0.07 | -0.36457 | 0.18648 | 0.43195 | 0.00032249 | 0.06963% | 0.238% | 1.6573e-06
[5 empty] | 0.075 | -0.33846 | 0.1966 | 0.45871 | 0.00019066 | 0.0103% | 0.2509% | 2.5832e-07 |  |  |  | 0.075 | -0.33846 | 0.1966 | 0.45871 | 0.00027564 | 0.02977% | 0.2509% | 7.4685e-07 |  |  | 0.075 | -0.33846 | 0.1966 | 0.45871 | 0.00034247 | 0.07395% | 0.2509% | 1.8554e-06
[5 empty] | 0.08 | -0.31365 | 0.20648 | 0.48568 | 0.00020187 | 0.0109% | 0.2635% | 2.8725e-07 |  |  |  | 0.08 | -0.31365 | 0.20648 | 0.48568 | 0.00029185 | 0.03151% | 0.2635% | 8.3047e-07 |  |  | 0.08 | -0.31365 | 0.20648 | 0.48568 | 0.00036261 | 0.07829% | 0.2635% | 2.0632e-06
[5 empty] | 0.085 | -0.28999 | 0.21612 | 0.51288 | 0.00021318 | 0.01151% | 0.2758% | 3.175e-07 |  |  |  | 0.085 | -0.28999 | 0.21612 | 0.51288 | 0.0003082 | 0.03328% | 0.2758% | 9.1793e-07 |  |  | 0.085 | -0.28999 | 0.21612 | 0.51288 | 0.00038292 | 0.08268% | 0.2758% | 2.2804e-06
[5 empty] | 0.09 | -0.26734 | 0.22554 | 0.54033 | 0.00022459 | 0.01213% | 0.2878% | 3.4907e-07 |  |  |  | 0.09 | -0.26734 | 0.22554 | 0.54033 | 0.00032469 | 0.03506% | 0.2878% | 1.0092e-06 |  |  | 0.09 | -0.26734 | 0.22554 | 0.54033 | 0.00040341 | 0.0871% | 0.2878% | 2.5071e-06
[5 empty] | 0.095 | -0.24562 | 0.23475 | 0.56805 | 0.00023611 | 0.01275% | 0.2996% | 3.8195e-07 |  |  |  | 0.095 | -0.24562 | 0.23475 | 0.56805 | 0.00034135 | 0.03686% | 0.2996% | 1.1043e-06 |  |  | 0.095 | -0.24562 | 0.23475 | 0.56805 | 0.00042411 | 0.09156% | 0.2996% | 2.7432e-06
[5 empty] | 0.1 | -0.22472 | 0.24375 | 0.59605 | 0.00024775 | 0.01338% | 0.3111% | 4.1615e-07 |  |  |  | 0.1 | -0.22472 | 0.24375 | 0.59605 | 0.00035818 | 0.03868% | 0.3111% | 1.2031e-06 |  |  | 0.1 | -0.22472 | 0.24375 | 0.59605 | 0.00044501 | 0.09608% | 0.3111% | 2.9887e-06
[5 empty] | 0.105 | -0.20457 | 0.25255 | 0.62436 | 0.00025951 | 0.01401% | 0.3223% | 4.5165e-07 |  |  |  | 0.105 | -0.20457 | 0.25255 | 0.62436 | 0.00037519 | 0.04051% | 0.3223% | 1.3057e-06 |  |  | 0.105 | -0.20457 | 0.25255 | 0.62436 | 0.00046615 | 0.1006% | 0.3223% | 3.2437e-06
[5 empty] | 0.11 | -0.1851 | 0.26116 | 0.65298 | 0.00027141 | 0.01466% | 0.3333% | 4.8846e-07 |  |  |  | 0.11 | -0.1851 | 0.26116 | 0.65298 | 0.00039239 | 0.04237% | 0.3333% | 1.4122e-06 |  |  | 0.11 | -0.1851 | 0.26116 | 0.65298 | 0.00048752 | 0.1052% | 0.3333% | 3.5079e-06
[5 empty] | 0.115 | -0.16626 | 0.26959 | 0.68193 | 0.00028345 | 0.0153% | 0.3441% | 5.2657e-07 |  |  |  | 0.115 | -0.16626 | 0.26959 | 0.68193 | 0.00040978 | 0.04425% | 0.3441% | 1.5223e-06 |  |  | 0.115 | -0.16626 | 0.26959 | 0.68193 | 0.00050913 | 0.1099% | 0.3441% | 3.7816e-06
[5 empty] | 0.12 | -0.14799 | 0.27783 | 0.71123 | 0.00029562 | 0.01596% | 0.3546% | 5.6599e-07 |  |  |  | 0.12 | -0.14799 | 0.27783 | 0.71123 | 0.00042739 | 0.04615% | 0.3546% | 1.6363e-06 |  |  | 0.12 | -0.14799 | 0.27783 | 0.71123 | 0.00053101 | 0.1146% | 0.3546% | 4.0646e-06
[5 empty] | 0.125 | -0.13025 | 0.28591 | 0.74088 | 0.00030795 | 0.01663% | 0.3649% | 6.0672e-07 |  |  |  | 0.125 | -0.13025 | 0.28591 | 0.74088 | 0.00044521 | 0.04807% | 0.3649% | 1.754e-06 |  |  | 0.125 | -0.13025 | 0.28591 | 0.74088 | 0.00055315 | 0.1194% | 0.3649% | 4.357e-06
[5 empty] | 0.13 | -0.113 | 0.29381 | 0.7709 | 0.00032042 | 0.0173% | 0.375% | 6.4876e-07 |  |  |  | 0.13 | -0.113 | 0.29381 | 0.7709 | 0.00046325 | 0.05002% | 0.375% | 1.8755e-06 |  |  | 0.13 | -0.113 | 0.29381 | 0.7709 | 0.00057556 | 0.1242% | 0.375% | 4.6588e-06
[5 empty] | 0.135 | -0.096205 | 0.30155 | 0.8013 | 0.00033306 | 0.01798% | 0.3849% | 6.921e-07 |  |  |  | 0.135 | -0.096205 | 0.30155 | 0.8013 | 0.00048151 | 0.05199% | 0.3849% | 2.0008e-06 |  |  | 0.135 | -0.096205 | 0.30155 | 0.8013 | 0.00059825 | 0.1291% | 0.3849% | 4.97e-06
[5 empty] | 0.14 | -0.07983 | 0.30913 | 0.83209 | 0.00034586 | 0.01867% | 0.3945% | 7.3676e-07 |  |  |  | 0.14 | -0.07983 | 0.30913 | 0.83209 | 0.00050001 | 0.05399% | 0.3945% | 2.1299e-06 |  |  | 0.14 | -0.07983 | 0.30913 | 0.83209 | 0.00062124 | 0.1341% | 0.3945% | 5.2905e-06
[5 empty] | 0.145 | -0.063848 | 0.31656 | 0.86328 | 0.00035882 | 0.01937% | 0.404% | 7.8274e-07 |  |  |  | 0.145 | -0.063848 | 0.31656 | 0.86328 | 0.00051876 | 0.05601% | 0.404% | 2.2628e-06 |  |  | 0.145 | -0.063848 | 0.31656 | 0.86328 | 0.00064453 | 0.1391% | 0.404% | 5.6206e-06
[5 empty] | 0.15 | -0.048232 | 0.32383 | 0.89489 | 0.00037196 | 0.02008% | 0.4133% | 8.3003e-07 |  |  |  | 0.15 | -0.048232 | 0.32383 | 0.89489 | 0.00053775 | 0.05806% | 0.4133% | 2.3995e-06 |  |  | 0.15 | -0.048232 | 0.32383 | 0.89489 | 0.00066813 | 0.1442% | 0.4133% | 5.96e-06
[5 empty] | 0.155 | -0.03296 | 0.33096 | 0.92692 | 0.00038527 | 0.0208% | 0.4224% | 8.7865e-07 |  |  |  | 0.155 | -0.03296 | 0.33096 | 0.92692 | 0.000557 | 0.06014% | 0.4224% | 2.5401e-06 |  |  | 0.155 | -0.03296 | 0.33096 | 0.92692 | 0.00069204 | 0.1494% | 0.4224% | 6.309e-06
[5 empty] | 0.16 | -0.01801 | 0.33793 | 0.95938 | 0.00039877 | 0.02153% | 0.4313% | 9.2859e-07 |  |  |  | 0.16 | -0.01801 | 0.33793 | 0.95938 | 0.0005765 | 0.06224% | 0.4313% | 2.6844e-06 |  |  | 0.16 | -0.01801 | 0.33793 | 0.95938 | 0.00071628 | 0.1546% | 0.4313% | 6.6674e-06
[5 empty] | 0.165 | -0.003362 | 0.34477 | 0.99229 | 0.00041244 | 0.02227% | 0.44% | 9.7987e-07 |  |  |  | 0.165 | -0.003362 | 0.34477 | 0.99229 | 0.00059628 | 0.06438% | 0.44% | 2.8326e-06 |  |  | 0.165 | -0.003362 | 0.34477 | 0.99229 | 0.00074085 | 0.1599% | 0.44% | 7.0355e-06
[5 empty] | 0.17 | 0.011001 | 0.35146 | 1.0257 | 0.00042631 | 0.02302% | 0.4485% | 1.0325e-06 |  |  |  | 0.17 | 0.011001 | 0.35146 | 1.0257 | 0.00061633 | 0.06654% | 0.4485% | 2.9847e-06 |  |  | 0.17 | 0.011001 | 0.35146 | 1.0257 | 0.00076576 | 0.1653% | 0.4485% | 7.413e-06
[5 empty] | 0.175 | 0.025096 | 0.35802 | 1.0595 | 0.00044038 | 0.02378% | 0.4569% | 1.0864e-06 |  |  |  | 0.175 | 0.025096 | 0.35802 | 1.0595 | 0.00063666 | 0.06874% | 0.4569% | 3.1407e-06 |  |  | 0.175 | 0.025096 | 0.35802 | 1.0595 | 0.00079102 | 0.1707% | 0.4569% | 7.8002e-06
[5 empty] | 0.18 | 0.038937 | 0.36444 | 1.0938 | 0.00045464 | 0.02455% | 0.4651% | 1.1417e-06 |  |  |  | 0.18 | 0.038937 | 0.36444 | 1.0938 | 0.00065728 | 0.07096% | 0.4651% | 3.3005e-06 |  |  | 0.18 | 0.038937 | 0.36444 | 1.0938 | 0.00081664 | 0.1762% | 0.4651% | 8.1971e-06
[5 empty] | 0.185 | 0.052539 | 0.37074 | 1.1286 | 0.0004691 | 0.02533% | 0.4731% | 1.1984e-06 |  |  |  | 0.185 | 0.052539 | 0.37074 | 1.1286 | 0.00067819 | 0.07322% | 0.4731% | 3.4643e-06 |  |  | 0.185 | 0.052539 | 0.37074 | 1.1286 | 0.00084262 | 0.1818% | 0.4731% | 8.6036e-06
[5 empty] | 0.19 | 0.065915 | 0.3769 | 1.1639 | 0.00048377 | 0.02612% | 0.481% | 1.2564e-06 |  |  |  | 0.19 | 0.065915 | 0.3769 | 1.1639 | 0.0006994 | 0.07551% | 0.481% | 3.6319e-06 |  |  | 0.19 | 0.065915 | 0.3769 | 1.1639 | 0.00086897 | 0.1875% | 0.481% | 9.0199e-06
[5 empty] | 0.195 | 0.079075 | 0.38293 | 1.1997 | 0.00049866 | 0.02692% | 0.4887% | 1.3158e-06 |  |  |  | 0.195 | 0.079075 | 0.38293 | 1.1997 | 0.00072092 | 0.07783% | 0.4887% | 3.8036e-06 |  |  | 0.195 | 0.079075 | 0.38293 | 1.1997 | 0.00089571 | 0.1933% | 0.4887% | 9.446e-06
[5 empty] | 0.2 | 0.092033 | 0.38884 | 1.236 | 0.00051376 | 0.02774% | 0.4962% | 1.3765e-06 |  |  |  | 0.2 | 0.092033 | 0.38884 | 1.236 | 0.00074275 | 0.08019% | 0.4962% | 3.9792e-06 |  |  | 0.2 | 0.092033 | 0.38884 | 1.236 | 0.00092283 | 0.1991% | 0.4962% | 9.8819e-06
[5 empty] | 0.205 | 0.1048 | 0.39462 | 1.2729 | 0.00052908 | 0.02857% | 0.5036% | 1.4387e-06 |  |  |  | 0.205 | 0.1048 | 0.39462 | 1.2729 | 0.00076491 | 0.08258% | 0.5036% | 4.1587e-06 |  |  | 0.205 | 0.1048 | 0.39462 | 1.2729 | 0.00095036 | 0.2051% | 0.5036% | 1.0328e-05
[5 empty] | 0.21 | 0.11738 | 0.40028 | 1.3103 | 0.00054463 | 0.02941% | 0.5108% | 1.5022e-06 |  |  |  | 0.21 | 0.11738 | 0.40028 | 1.3103 | 0.00078739 | 0.085% | 0.5108% | 4.3423e-06 |  |  | 0.21 | 0.11738 | 0.40028 | 1.3103 | 0.00097829 | 0.2111% | 0.5108% | 1.0783e-05
[5 empty] | 0.215 | 0.12978 | 0.40582 | 1.3483 | 0.00056042 | 0.03026% | 0.5179% | 1.5671e-06 |  |  |  | 0.215 | 0.12978 | 0.40582 | 1.3483 | 0.0008102 | 0.08746% | 0.5179% | 4.5299e-06 |  |  | 0.215 | 0.12978 | 0.40582 | 1.3483 | 0.0010066 | 0.2172% | 0.5179% | 1.1249e-05
[5 empty] | 0.22 | 0.14202 | 0.41124 | 1.3868 | 0.00057643 | 0.03112% | 0.5248% | 1.6334e-06 |  |  |  | 0.22 | 0.14202 | 0.41124 | 1.3868 | 0.00083336 | 0.08996% | 0.5248% | 4.7216e-06 |  |  | 0.22 | 0.14202 | 0.41124 | 1.3868 | 0.0010354 | 0.2234% | 0.5248% | 1.1725e-05
[5 empty] | 0.225 | 0.1541 | 0.41655 | 1.4259 | 0.00059269 | 0.032% | 0.5316% | 1.7012e-06 |  |  |  | 0.225 | 0.1541 | 0.41655 | 1.4259 | 0.00085687 | 0.0925% | 0.5316% | 4.9173e-06 |  |  | 0.225 | 0.1541 | 0.41655 | 1.4259 | 0.0010646 | 0.2297% | 0.5316% | 1.2211e-05
[5 empty] | 0.23 | 0.16603 | 0.42173 | 1.4656 | 0.0006092 | 0.03289% | 0.5382% | 1.7703e-06 |  |  |  | 0.23 | 0.16603 | 0.42173 | 1.4656 | 0.00088073 | 0.09507% | 0.5382% | 5.1171e-06 |  |  | 0.23 | 0.16603 | 0.42173 | 1.4656 | 0.0010943 | 0.2361% | 0.5382% | 1.2707e-05
[5 empty] | 0.235 | 0.17782 | 0.42681 | 1.506 | 0.00062595 | 0.0338% | 0.5447% | 1.8409e-06 |  |  |  | 0.235 | 0.17782 | 0.42681 | 1.506 | 0.00090496 | 0.09769% | 0.5447% | 5.3211e-06 |  |  | 0.235 | 0.17782 | 0.42681 | 1.506 | 0.0011244 | 0.2426% | 0.5447% | 1.3213e-05
[5 empty] | 0.24 | 0.18946 | 0.43177 | 1.5469 | 0.00064297 | 0.03471% | 0.551% | 1.9129e-06 |  |  |  | 0.24 | 0.18946 | 0.43177 | 1.5469 | 0.00092955 | 0.1003% | 0.551% | 5.5292e-06 |  |  | 0.24 | 0.18946 | 0.43177 | 1.5469 | 0.0011549 | 0.2492% | 0.551% | 1.3729e-05
[5 empty] | 0.245 | 0.20098 | 0.43662 | 1.5885 | 0.00066025 | 0.03565% | 0.5572% | 1.9863e-06 |  |  |  | 0.245 | 0.20098 | 0.43662 | 1.5885 | 0.00095453 | 0.103% | 0.5572% | 5.7414e-06 |  |  | 0.245 | 0.20098 | 0.43662 | 1.5885 | 0.001186 | 0.2558% | 0.5572% | 1.4256e-05
[5 empty] | 0.25 | 0.21237 | 0.44136 | 1.6307 | 0.00067779 | 0.03659% | 0.5633% | 2.0612e-06 |  |  |  | 0.25 | 0.21237 | 0.44136 | 1.6307 | 0.0009799 | 0.1058% | 0.5633% | 5.9579e-06 |  |  | 0.25 | 0.21237 | 0.44136 | 1.6307 | 0.0012175 | 0.2626% | 0.5633% | 1.4793e-05
[5 empty] | 0.255 | 0.22364 | 0.44599 | 1.6735 | 0.00069561 | 0.03756% | 0.5692% | 2.1376e-06 |  |  |  | 0.255 | 0.22364 | 0.44599 | 1.6735 | 0.0010057 | 0.1086% | 0.5692% | 6.1786e-06 |  |  | 0.255 | 0.22364 | 0.44599 | 1.6735 | 0.0012495 | 0.2695% | 0.5692% | 1.5341e-05
[5 empty] | 0.26 | 0.23479 | 0.45051 | 1.7171 | 0.00071371 | 0.03853% | 0.575% | 2.2154e-06 |  |  |  | 0.26 | 0.23479 | 0.45051 | 1.7171 | 0.0010318 | 0.1114% | 0.575% | 6.4035e-06 |  |  | 0.26 | 0.23479 | 0.45051 | 1.7171 | 0.001282 | 0.2765% | 0.575% | 1.5899e-05
[5 empty] | 0.265 | 0.24584 | 0.45492 | 1.7613 | 0.00073209 | 0.03952% | 0.5806% | 2.2948e-06 |  |  |  | 0.265 | 0.24584 | 0.45492 | 1.7613 | 0.0010584 | 0.1142% | 0.5806% | 6.6327e-06 |  |  | 0.265 | 0.24584 | 0.45492 | 1.7613 | 0.001315 | 0.2836% | 0.5806% | 1.6468e-05
[5 empty] | 0.27 | 0.25677 | 0.45923 | 1.8062 | 0.00075076 | 0.04053% | 0.5861% | 2.3756e-06 |  |  |  | 0.27 | 0.25677 | 0.45923 | 1.8062 | 0.0010854 | 0.1172% | 0.5861% | 6.8662e-06 |  |  | 0.27 | 0.25677 | 0.45923 | 1.8062 | 0.0013485 | 0.2909% | 0.5861% | 1.7047e-05
[5 empty] | 0.275 | 0.26761 | 0.46343 | 1.8519 | 0.00076973 | 0.04156% | 0.5914% | 2.4579e-06 |  |  |  | 0.275 | 0.26761 | 0.46343 | 1.8519 | 0.0011128 | 0.1201% | 0.5914% | 7.104e-06 |  |  | 0.275 | 0.26761 | 0.46343 | 1.8519 | 0.0013826 | 0.2982% | 0.5914% | 1.7637e-05
[5 empty] | 0.28 | 0.27835 | 0.46753 | 1.8983 | 0.00078901 | 0.0426% | 0.5967% | 2.5417e-06 |  |  |  | 0.28 | 0.27835 | 0.46753 | 1.8983 | 0.0011407 | 0.1231% | 0.5967% | 7.3462e-06 |  |  | 0.28 | 0.27835 | 0.46753 | 1.8983 | 0.0014172 | 0.3057% | 0.5967% | 1.8238e-05
[5 empty] | 0.285 | 0.289 | 0.47153 | 1.9454 | 0.00080859 | 0.04365% | 0.6018% | 2.627e-06 |  |  |  | 0.285 | 0.289 | 0.47153 | 1.9454 | 0.001169 | 0.1262% | 0.6018% | 7.5928e-06 |  |  | 0.285 | 0.289 | 0.47153 | 1.9454 | 0.0014524 | 0.3132% | 0.6018% | 1.885e-05
[5 empty] | 0.29 | 0.29956 | 0.47542 | 1.9933 | 0.0008285 | 0.04473% | 0.6067% | 2.7139e-06 |  |  |  | 0.29 | 0.29956 | 0.47542 | 1.9933 | 0.0011978 | 0.1293% | 0.6067% | 7.8438e-06 |  |  | 0.29 | 0.29956 | 0.47542 | 1.9933 | 0.0014882 | 0.3209% | 0.6067% | 1.9472e-05
[5 empty] | 0.295 | 0.31004 | 0.47921 | 2.0419 | 0.00084872 | 0.04582% | 0.6116% | 2.8023e-06 |  |  |  | 0.295 | 0.31004 | 0.47921 | 2.0419 | 0.001227 | 0.1324% | 0.6116% | 8.0993e-06 |  |  | 0.295 | 0.31004 | 0.47921 | 2.0419 | 0.0015245 | 0.3288% | 0.6116% | 2.0106e-05
[5 empty] | 0.3 | 0.32043 | 0.48291 | 2.0914 | 0.00086928 | 0.04693% | 0.6163% | 2.8923e-06 |  |  |  | 0.3 | 0.32043 | 0.48291 | 2.0914 | 0.0012567 | 0.1356% | 0.6163% | 8.3592e-06 |  |  | 0.3 | 0.32043 | 0.48291 | 2.0914 | 0.0015614 | 0.3367% | 0.6163% | 2.0751e-05
[5 empty] | 0.305 | 0.33075 | 0.4865 | 2.1416 | 0.00089017 | 0.04806% | 0.6209% | 2.9838e-06 |  |  |  | 0.305 | 0.33075 | 0.4865 | 2.1416 | 0.0012869 | 0.1389% | 0.6209% | 8.6237e-06 |  |  | 0.305 | 0.33075 | 0.4865 | 2.1416 | 0.001599 | 0.3448% | 0.6209% | 2.1407e-05
[5 empty] | 0.31 | 0.34099 | 0.48999 | 2.1927 | 0.00091141 | 0.0492% | 0.6253% | 3.0769e-06 |  |  |  | 0.31 | 0.34099 | 0.48999 | 2.1927 | 0.0013177 | 0.1422% | 0.6253% | 8.8927e-06 |  |  | 0.31 | 0.34099 | 0.48999 | 2.1927 | 0.0016371 | 0.353% | 0.6253% | 2.2074e-05
[5 empty] | 0.315 | 0.35116 | 0.49339 | 2.2447 | 0.00093301 | 0.05037% | 0.6297% | 3.1716e-06 |  |  |  | 0.315 | 0.35116 | 0.49339 | 2.2447 | 0.0013489 | 0.1456% | 0.6297% | 9.1663e-06 |  |  | 0.315 | 0.35116 | 0.49339 | 2.2447 | 0.0016759 | 0.3613% | 0.6297% | 2.2753e-05
[5 empty] | 0.32 | 0.36126 | 0.49668 | 2.2975 | 0.00095496 | 0.05155% | 0.6339% | 3.2679e-06 |  |  |  | 0.32 | 0.36126 | 0.49668 | 2.2975 | 0.0013806 | 0.149% | 0.6339% | 9.4445e-06 |  |  | 0.32 | 0.36126 | 0.49668 | 2.2975 | 0.0017153 | 0.3698% | 0.6339% | 2.3443e-05
[5 empty] | 0.325 | 0.37129 | 0.49988 | 2.3512 | 0.00097728 | 0.05276% | 0.638% | 3.3659e-06 |  |  |  | 0.325 | 0.37129 | 0.49988 | 2.3512 | 0.0014129 | 0.1525% | 0.638% | 9.7273e-06 |  |  | 0.325 | 0.37129 | 0.49988 | 2.3512 | 0.0017554 | 0.3785% | 0.638% | 2.4144e-05
[5 empty] | 0.33 | 0.38126 | 0.50298 | 2.4058 | 0.00099998 | 0.05398% | 0.6419% | 3.4654e-06 |  |  |  | 0.33 | 0.38126 | 0.50298 | 2.4058 | 0.0014457 | 0.156% | 0.6419% | 1.0015e-05 |  |  | 0.33 | 0.38126 | 0.50298 | 2.4058 | 0.0017962 | 0.3872% | 0.6419% | 2.4857e-05
[5 empty] | 0.335 | 0.39117 | 0.50599 | 2.4614 | 0.0010231 | 0.05523% | 0.6458% | 3.5665e-06 |  |  |  | 0.335 | 0.39117 | 0.50599 | 2.4614 | 0.0014791 | 0.1596% | 0.6458% | 1.0307e-05 |  |  | 0.335 | 0.39117 | 0.50599 | 2.4614 | 0.0018377 | 0.3961% | 0.6458% | 2.5582e-05
[5 empty] | 0.34 | 0.40103 | 0.5089 | 2.5178 | 0.0010465 | 0.0565% | 0.6495% | 3.6694e-06 |  |  |  | 0.34 | 0.40103 | 0.5089 | 2.5178 | 0.001513 | 0.1633% | 0.6495% | 1.0604e-05 |  |  | 0.34 | 0.40103 | 0.5089 | 2.5178 | 0.0018798 | 0.4052% | 0.6495% | 2.6318e-05
[5 empty] | 0.345 | 0.41082 | 0.51172 | 2.5753 | 0.0010704 | 0.05779% | 0.6531% | 3.7738e-06 |  |  |  | 0.345 | 0.41082 | 0.51172 | 2.5753 | 0.0015475 | 0.167% | 0.6531% | 1.0906e-05 |  |  | 0.345 | 0.41082 | 0.51172 | 2.5753 | 0.0019227 | 0.4144% | 0.6531% | 2.7066e-05
[5 empty] | 0.35 | 0.42057 | 0.51444 | 2.6337 | 0.0010947 | 0.0591% | 0.6565% | 3.88e-06 |  |  |  | 0.35 | 0.42057 | 0.51444 | 2.6337 | 0.0015826 | 0.1708% | 0.6565% | 1.1212e-05 |  |  | 0.35 | 0.42057 | 0.51444 | 2.6337 | 0.0019663 | 0.4238% | 0.6565% | 2.7827e-05
[5 empty] | 0.355 | 0.43026 | 0.51707 | 2.6932 | 0.0011194 | 0.06043% | 0.6599% | 3.9878e-06 |  |  |  | 0.355 | 0.43026 | 0.51707 | 2.6932 | 0.0016184 | 0.1746% | 0.6599% | 1.1524e-05 |  |  | 0.355 | 0.43026 | 0.51707 | 2.6932 | 0.0020107 | 0.4334% | 0.6599% | 2.8599e-05
[5 empty] | 0.36 | 0.43991 | 0.51961 | 2.7537 | 0.0011446 | 0.06179% | 0.6631% | 4.0973e-06 |  |  |  | 0.36 | 0.43991 | 0.51961 | 2.7537 | 0.0016547 | 0.1785% | 0.6631% | 1.184e-05 |  |  | 0.36 | 0.43991 | 0.51961 | 2.7537 | 0.0020559 | 0.4431% | 0.6631% | 2.9383e-05
[5 empty] | 0.365 | 0.44951 | 0.52205 | 2.8152 | 0.0011701 | 0.06317% | 0.6663% | 4.2086e-06 |  |  |  | 0.365 | 0.44951 | 0.52205 | 2.8152 | 0.0016917 | 0.1825% | 0.6663% | 1.2162e-05 |  |  | 0.365 | 0.44951 | 0.52205 | 2.8152 | 0.0021018 | 0.453% | 0.6663% | 3.0179e-05
[5 empty] | 0.37 | 0.45907 | 0.5244 | 2.8778 | 0.0011962 | 0.06457% | 0.6693% | 4.3216e-06 |  |  |  | 0.37 | 0.45907 | 0.5244 | 2.8778 | 0.0017293 | 0.1866% | 0.6693% | 1.2488e-05 |  |  | 0.37 | 0.45907 | 0.5244 | 2.8778 | 0.0021486 | 0.463% | 0.6693% | 3.0988e-05
[5 empty] | 0.375 | 0.46858 | 0.52666 | 2.9416 | 0.0012227 | 0.066% | 0.6721% | 4.4363e-06 |  |  |  | 0.375 | 0.46858 | 0.52666 | 2.9416 | 0.0017676 | 0.1907% | 0.6721% | 1.2819e-05 |  |  | 0.375 | 0.46858 | 0.52666 | 2.9416 | 0.0021962 | 0.4733% | 0.6721% | 3.1809e-05
[5 empty] | 0.38 | 0.47805 | 0.52883 | 3.0064 | 0.0012496 | 0.06746% | 0.6749% | 4.5527e-06 |  |  |  | 0.38 | 0.47805 | 0.52883 | 3.0064 | 0.0018066 | 0.1949% | 0.6749% | 1.3156e-05 |  |  | 0.38 | 0.47805 | 0.52883 | 3.0064 | 0.0022446 | 0.4837% | 0.6749% | 3.2643e-05
[5 empty] | 0.385 | 0.48749 | 0.5309 | 3.0725 | 0.0012771 | 0.06894% | 0.6776% | 4.671e-06 |  |  |  | 0.385 | 0.48749 | 0.5309 | 3.0725 | 0.0018463 | 0.1992% | 0.6776% | 1.3497e-05 |  |  | 0.385 | 0.48749 | 0.5309 | 3.0725 | 0.0022939 | 0.4943% | 0.6776% | 3.3489e-05
[5 empty] | 0.39 | 0.49689 | 0.53289 | 3.1397 | 0.001305 | 0.07045% | 0.6801% | 4.791e-06 |  |  |  | 0.39 | 0.49689 | 0.53289 | 3.1397 | 0.0018867 | 0.2036% | 0.6801% | 1.3844e-05 |  |  | 0.39 | 0.49689 | 0.53289 | 3.1397 | 0.0023441 | 0.5051% | 0.6801% | 3.4348e-05
[5 empty] | 0.395 | 0.50626 | 0.53478 | 3.2082 | 0.0013335 | 0.07198% | 0.6825% | 4.9128e-06 |  |  |  | 0.395 | 0.50626 | 0.53478 | 3.2082 | 0.0019278 | 0.208% | 0.6825% | 1.4195e-05 |  |  | 0.395 | 0.50626 | 0.53478 | 3.2082 | 0.0023952 | 0.516% | 0.6825% | 3.522e-05
[5 empty] | 0.4 | 0.51559 | 0.53659 | 3.2779 | 0.0013624 | 0.07354% | 0.6848% | 5.0364e-06 |  |  |  | 0.4 | 0.51559 | 0.53659 | 3.2779 | 0.0019697 | 0.2125% | 0.6848% | 1.4552e-05 |  |  | 0.4 | 0.51559 | 0.53659 | 3.2779 | 0.0024473 | 0.5272% | 0.6848% | 3.6104e-05
[5 empty] | 0.405 | 0.52489 | 0.5383 | 3.3488 | 0.0013919 | 0.07514% | 0.687% | 5.1619e-06 |  |  |  | 0.405 | 0.52489 | 0.5383 | 3.3488 | 0.0020124 | 0.2171% | 0.687% | 1.4915e-05 |  |  | 0.405 | 0.52489 | 0.5383 | 3.3488 | 0.0025003 | 0.5386% | 0.687% | 3.7002e-05
[5 empty] | 0.41 | 0.53417 | 0.53993 | 3.4211 | 0.001422 | 0.07676% | 0.6891% | 5.2892e-06 |  |  |  | 0.41 | 0.53417 | 0.53993 | 3.4211 | 0.0020558 | 0.2218% | 0.6891% | 1.5282e-05 |  |  | 0.41 | 0.53417 | 0.53993 | 3.4211 | 0.0025542 | 0.5502% | 0.6891% | 3.7912e-05
[5 empty] | 0.415 | 0.54341 | 0.54146 | 3.4947 | 0.0014526 | 0.07841% | 0.691% | 5.4183e-06 |  |  |  | 0.415 | 0.54341 | 0.54146 | 3.4947 | 0.0021 | 0.2265% | 0.691% | 1.5655e-05 |  |  | 0.415 | 0.54341 | 0.54146 | 3.4947 | 0.0026092 | 0.562% | 0.691% | 3.8836e-05
[5 empty] | 0.42 | 0.55264 | 0.54291 | 3.5697 | 0.0014838 | 0.08009% | 0.6929% | 5.5493e-06 |  |  |  | 0.42 | 0.55264 | 0.54291 | 3.5697 | 0.0021451 | 0.2314% | 0.6929% | 1.6033e-05 |  |  | 0.42 | 0.55264 | 0.54291 | 3.5697 | 0.0026652 | 0.574% | 0.6929% | 3.9773e-05
[5 empty] | 0.425 | 0.56183 | 0.54427 | 3.6462 | 0.0015155 | 0.0818% | 0.6946% | 5.6822e-06 |  |  |  | 0.425 | 0.56183 | 0.54427 | 3.6462 | 0.002191 | 0.2364% | 0.6946% | 1.6417e-05 |  |  | 0.425 | 0.56183 | 0.54427 | 3.6462 | 0.0027222 | 0.5863% | 0.6946% | 4.0723e-05
[5 empty] | 0.43 | 0.57101 | 0.54553 | 3.724 | 0.0015479 | 0.08355% | 0.6962% | 5.8171e-06 |  |  |  | 0.43 | 0.57101 | 0.54553 | 3.724 | 0.0022378 | 0.2414% | 0.6962% | 1.6806e-05 |  |  | 0.43 | 0.57101 | 0.54553 | 3.724 | 0.0027804 | 0.5988% | 0.6962% | 4.1687e-05
[5 empty] | 0.435 | 0.58017 | 0.54672 | 3.8033 | 0.0015809 | 0.08533% | 0.6977% | 5.9538e-06 |  |  |  | 0.435 | 0.58017 | 0.54672 | 3.8033 | 0.0022855 | 0.2465% | 0.6977% | 1.7201e-05 |  |  | 0.435 | 0.58017 | 0.54672 | 3.8033 | 0.0028396 | 0.6115% | 0.6977% | 4.2665e-05
[5 empty] | 0.44 | 0.5893 | 0.54781 | 3.8842 | 0.0016145 | 0.08714% | 0.6991% | 6.0925e-06 |  |  |  | 0.44 | 0.5893 | 0.54781 | 3.8842 | 0.0023341 | 0.2518% | 0.6991% | 1.7601e-05 |  |  | 0.44 | 0.5893 | 0.54781 | 3.8842 | 0.0029 | 0.6244% | 0.6991% | 4.3656e-05
[5 empty] | 0.445 | 0.59842 | 0.54881 | 3.9666 | 0.0016487 | 0.08899% | 0.7004% | 6.2331e-06 |  |  |  | 0.445 | 0.59842 | 0.54881 | 3.9666 | 0.0023836 | 0.2571% | 0.7004% | 1.8007e-05 |  |  | 0.445 | 0.59842 | 0.54881 | 3.9666 | 0.0029615 | 0.6376% | 0.7004% | 4.4661e-05
[5 empty] | 0.45 | 0.60752 | 0.54973 | 4.0506 | 0.0016836 | 0.09088% | 0.7016% | 6.3757e-06 |  |  |  | 0.45 | 0.60752 | 0.54973 | 4.0506 | 0.0024341 | 0.2625% | 0.7016% | 1.8419e-05 |  |  | 0.45 | 0.60752 | 0.54973 | 4.0506 | 0.0030242 | 0.6511% | 0.7016% | 4.568e-05
[5 empty] | 0.455 | 0.61661 | 0.55056 | 4.1363 | 0.0017193 | 0.0928% | 0.7026% | 6.5203e-06 |  |  |  | 0.455 | 0.61661 | 0.55056 | 4.1363 | 0.0024856 | 0.2681% | 0.7026% | 1.8836e-05 |  |  | 0.455 | 0.61661 | 0.55056 | 4.1363 | 0.0030882 | 0.6648% | 0.7026% | 4.6713e-05
[5 empty] | 0.46 | 0.62569 | 0.5513 | 4.2236 | 0.0017556 | 0.09476% | 0.7036% | 6.6668e-06 |  |  |  | 0.46 | 0.62569 | 0.5513 | 4.2236 | 0.0025381 | 0.2737% | 0.7036% | 1.926e-05 |  |  | 0.46 | 0.62569 | 0.5513 | 4.2236 | 0.0031534 | 0.6788% | 0.7036% | 4.7761e-05
[5 empty] | 0.465 | 0.63475 | 0.55195 | 4.3127 | 0.0017926 | 0.09675% | 0.7044% | 6.8155e-06 |  |  |  | 0.465 | 0.63475 | 0.55195 | 4.3127 | 0.0025916 | 0.2795% | 0.7044% | 1.9688e-05 |  |  | 0.465 | 0.63475 | 0.55195 | 4.3127 | 0.0032199 | 0.6931% | 0.7044% | 4.8822e-05
[5 empty] | 0.47 | 0.64381 | 0.55252 | 4.4036 | 0.0018303 | 0.09879% | 0.7051% | 6.9661e-06 |  |  |  | 0.47 | 0.64381 | 0.55252 | 4.4036 | 0.0026462 | 0.2854% | 0.7051% | 2.0123e-05 |  |  | 0.47 | 0.64381 | 0.55252 | 4.4036 | 0.0032877 | 0.7076% | 0.7051% | 4.9898e-05
[5 empty] | 0.475 | 0.65285 | 0.553 | 4.4963 | 0.0018689 | 0.1009% | 0.7058% | 7.1188e-06 |  |  |  | 0.475 | 0.65285 | 0.553 | 4.4963 | 0.0027019 | 0.2914% | 0.7058% | 2.0564e-05 |  |  | 0.475 | 0.65285 | 0.553 | 4.4963 | 0.0033569 | 0.7225% | 0.7058% | 5.0989e-05
[5 empty] | 0.48 | 0.66189 | 0.55339 | 4.5908 | 0.0019082 | 0.103% | 0.7063% | 7.2736e-06 |  |  |  | 0.48 | 0.66189 | 0.55339 | 4.5908 | 0.0027587 | 0.2975% | 0.7063% | 2.1011e-05 |  |  | 0.48 | 0.66189 | 0.55339 | 4.5908 | 0.0034275 | 0.7376% | 0.7063% | 5.2094e-05
[5 empty] | 0.485 | 0.67092 | 0.55369 | 4.6873 | 0.0019483 | 0.1052% | 0.7066% | 7.4305e-06 |  |  |  | 0.485 | 0.67092 | 0.55369 | 4.6873 | 0.0028167 | 0.3037% | 0.7066% | 2.1463e-05 |  |  | 0.485 | 0.67092 | 0.55369 | 4.6873 | 0.0034996 | 0.7531% | 0.7066% | 5.3214e-05
[5 empty] | 0.49 | 0.67995 | 0.55391 | 4.7858 | 0.0019892 | 0.1074% | 0.7069% | 7.5894e-06 |  |  |  | 0.49 | 0.67995 | 0.55391 | 4.7858 | 0.0028758 | 0.3101% | 0.7069% | 2.1922e-05 |  |  | 0.49 | 0.67995 | 0.55391 | 4.7858 | 0.0035731 | 0.7688% | 0.7069% | 5.4349e-05
[5 empty] | 0.495 | 0.68898 | 0.55404 | 4.8863 | 0.002031 | 0.1096% | 0.7071% | 7.7506e-06 |  |  |  | 0.495 | 0.68898 | 0.55404 | 4.8863 | 0.0029362 | 0.3166% | 0.7071% | 2.2387e-05 |  |  | 0.495 | 0.68898 | 0.55404 | 4.8863 | 0.0036481 | 0.7849% | 0.7071% | 5.5499e-05
[5 empty] | 0.5 | 0.698 | 0.55409 | 4.9888 | 0.0020736 | 0.1119% | 0.7071% | 7.9138e-06 |  |  |  | 0.5 | 0.698 | 0.55409 | 4.9888 | 0.0029979 | 0.3232% | 0.7071% | 2.2858e-05 |  |  | 0.5 | 0.698 | 0.55409 | 4.9888 | 0.0037247 | 0.8013% | 0.7071% | 5.6664e-05
[5 empty] | 0.505 | 0.70702 | 0.55404 | 5.0936 | 0.0021172 | 0.1143% | 0.7071% | 8.0792e-06 |  |  |  | 0.505 | 0.70702 | 0.55404 | 5.0936 | 0.0030608 | 0.33% | 0.7071% | 2.3335e-05 |  |  | 0.505 | 0.70702 | 0.55404 | 5.0936 | 0.0038029 | 0.8181% | 0.7071% | 5.7844e-05
[5 empty] | 0.51 | 0.71605 | 0.55391 | 5.2006 | 0.0021616 | 0.1167% | 0.7069% | 8.2469e-06 |  |  |  | 0.51 | 0.71605 | 0.55391 | 5.2006 | 0.0031251 | 0.3369% | 0.7069% | 2.3819e-05 |  |  | 0.51 | 0.71605 | 0.55391 | 5.2006 | 0.0038828 | 0.8352% | 0.7069% | 5.904e-05
[5 empty] | 0.515 | 0.72508 | 0.55369 | 5.3098 | 0.002207 | 0.1191% | 0.7066% | 8.4167e-06 |  |  |  | 0.515 | 0.72508 | 0.55369 | 5.3098 | 0.0031907 | 0.344% | 0.7066% | 2.4309e-05 |  |  | 0.515 | 0.72508 | 0.55369 | 5.3098 | 0.0039643 | 0.8526% | 0.7066% | 6.0251e-05
[5 empty] | 0.52 | 0.73411 | 0.55339 | 5.4214 | 0.0022534 | 0.1216% | 0.7063% | 8.5887e-06 |  |  |  | 0.52 | 0.73411 | 0.55339 | 5.4214 | 0.0032578 | 0.3512% | 0.7063% | 2.4805e-05 |  |  | 0.52 | 0.73411 | 0.55339 | 5.4214 | 0.0040476 | 0.8705% | 0.7063% | 6.1478e-05
[5 empty] | 0.525 | 0.74315 | 0.553 | 5.5354 | 0.0023008 | 0.1242% | 0.7058% | 8.763e-06 |  |  |  | 0.525 | 0.74315 | 0.553 | 5.5354 | 0.0033263 | 0.3586% | 0.7058% | 2.5308e-05 |  |  | 0.525 | 0.74315 | 0.553 | 5.5354 | 0.0041328 | 0.8887% | 0.7058% | 6.2721e-05
[5 empty] | 0.53 | 0.75219 | 0.55252 | 5.6519 | 0.0023492 | 0.1268% | 0.7051% | 8.9396e-06 |  |  |  | 0.53 | 0.75219 | 0.55252 | 5.6519 | 0.0033963 | 0.3661% | 0.7051% | 2.5817e-05 |  |  | 0.53 | 0.75219 | 0.55252 | 5.6519 | 0.0042197 | 0.9073% | 0.7051% | 6.3979e-05
[5 empty] | 0.535 | 0.76125 | 0.55195 | 5.771 | 0.0023987 | 0.1294% | 0.7044% | 9.1184e-06 |  |  |  | 0.535 | 0.76125 | 0.55195 | 5.771 | 0.0034679 | 0.3738% | 0.7044% | 2.6333e-05 |  |  | 0.535 | 0.76125 | 0.55195 | 5.771 | 0.0043086 | 0.9263% | 0.7044% | 6.5254e-05
[5 empty] | 0.54 | 0.77031 | 0.5513 | 5.8927 | 0.0024493 | 0.1322% | 0.7036% | 9.2996e-06 |  |  |  | 0.54 | 0.77031 | 0.5513 | 5.8927 | 0.003541 | 0.3817% | 0.7036% | 2.6856e-05 |  |  | 0.54 | 0.77031 | 0.5513 | 5.8927 | 0.0043995 | 0.9458% | 0.7036% | 6.6544e-05
[5 empty] | 0.545 | 0.77939 | 0.55056 | 6.0171 | 0.002501 | 0.135% | 0.7026% | 9.4831e-06 |  |  |  | 0.545 | 0.77939 | 0.55056 | 6.0171 | 0.0036158 | 0.3897% | 0.7026% | 2.7385e-05 |  |  | 0.545 | 0.77939 | 0.55056 | 6.0171 | 0.0044924 | 0.9657% | 0.7026% | 6.7852e-05
[5 empty] | 0.55 | 0.78848 | 0.54973 | 6.1444 | 0.0025539 | 0.1378% | 0.7016% | 9.6689e-06 |  |  |  | 0.55 | 0.78848 | 0.54973 | 6.1444 | 0.0036922 | 0.398% | 0.7016% | 2.7921e-05 |  |  | 0.55 | 0.78848 | 0.54973 | 6.1444 | 0.0045874 | 0.986% | 0.7016% | 6.9175e-05
[5 empty] | 0.555 | 0.79758 | 0.54881 | 6.2745 | 0.002608 | 0.1407% | 0.7004% | 9.8571e-06 |  |  |  | 0.555 | 0.79758 | 0.54881 | 6.2745 | 0.0037704 | 0.4064% | 0.7004% | 2.8463e-05 |  |  | 0.555 | 0.79758 | 0.54881 | 6.2745 | 0.0046846 | 1.007% | 0.7004% | 7.0515e-05
[5 empty] | 0.56 | 0.8067 | 0.54781 | 6.4076 | 0.0026633 | 0.1437% | 0.6991% | 1.0048e-05 |  |  |  | 0.56 | 0.8067 | 0.54781 | 6.4076 | 0.0038504 | 0.415% | 0.6991% | 2.9013e-05 |  |  | 0.56 | 0.8067 | 0.54781 | 6.4076 | 0.004784 | 1.028% | 0.6991% | 7.1872e-05
[5 empty] | 0.565 | 0.81583 | 0.54672 | 6.5439 | 0.00272 | 0.1468% | 0.6977% | 1.0241e-05 |  |  |  | 0.565 | 0.81583 | 0.54672 | 6.5439 | 0.0039323 | 0.4238% | 0.6977% | 2.9569e-05 |  |  | 0.565 | 0.81583 | 0.54672 | 6.5439 | 0.0048857 | 1.05% | 0.6977% | 7.3245e-05
[5 empty] | 0.57 | 0.82499 | 0.54553 | 6.6833 | 0.0027779 | 0.1499% | 0.6962% | 1.0436e-05 |  |  |  | 0.57 | 0.82499 | 0.54553 | 6.6833 | 0.0040161 | 0.4328% | 0.6962% | 3.0133e-05 |  |  | 0.57 | 0.82499 | 0.54553 | 6.6833 | 0.0049898 | 1.072% | 0.6962% | 7.4636e-05
[5 empty] | 0.575 | 0.83417 | 0.54427 | 6.826 | 0.0028372 | 0.1531% | 0.6946% | 1.0634e-05 |  |  |  | 0.575 | 0.83417 | 0.54427 | 6.826 | 0.0041018 | 0.442% | 0.6946% | 3.0703e-05 |  |  | 0.575 | 0.83417 | 0.54427 | 6.826 | 0.0050963 | 1.095% | 0.6946% | 7.6044e-05
[5 empty] | 0.58 | 0.84336 | 0.54291 | 6.9721 | 0.002898 | 0.1564% | 0.6929% | 1.0834e-05 |  |  |  | 0.58 | 0.84336 | 0.54291 | 6.9721 | 0.0041896 | 0.4515% | 0.6929% | 3.1281e-05 |  |  | 0.58 | 0.84336 | 0.54291 | 6.9721 | 0.0052054 | 1.118% | 0.6929% | 7.7468e-05
[5 empty] | 0.585 | 0.85259 | 0.54146 | 7.1217 | 0.0029601 | 0.1597% | 0.691% | 1.1037e-05 |  |  |  | 0.585 | 0.85259 | 0.54146 | 7.1217 | 0.0042795 | 0.4611% | 0.691% | 3.1865e-05 |  |  | 0.585 | 0.85259 | 0.54146 | 7.1217 | 0.0053171 | 1.142% | 0.691% | 7.8911e-05
[5 empty] | 0.59 | 0.86183 | 0.53993 | 7.275 | 0.0030239 | 0.1632% | 0.6891% | 1.1243e-05 |  |  |  | 0.59 | 0.86183 | 0.53993 | 7.275 | 0.0043716 | 0.471% | 0.6891% | 3.2457e-05 |  |  | 0.59 | 0.86183 | 0.53993 | 7.275 | 0.0054315 | 1.166% | 0.6891% | 8.037e-05
[5 empty] | 0.595 | 0.87111 | 0.5383 | 7.432 | 0.0030891 | 0.1667% | 0.687% | 1.145e-05 |  |  |  | 0.595 | 0.87111 | 0.5383 | 7.432 | 0.004466 | 0.4812% | 0.687% | 3.3056e-05 |  |  | 0.595 | 0.87111 | 0.5383 | 7.432 | 0.0055488 | 1.191% | 0.687% | 8.1848e-05
[5 empty] | 0.6 | 0.88041 | 0.53659 | 7.5929 | 0.003156 | 0.1703% | 0.6848% | 1.1661e-05 |  |  |  | 0.6 | 0.88041 | 0.53659 | 7.5929 | 0.0045627 | 0.4916% | 0.6848% | 3.3663e-05 |  |  | 0.6 | 0.88041 | 0.53659 | 7.5929 | 0.0056689 | 1.217% | 0.6848% | 8.3343e-05
[5 empty] | 0.605 | 0.88974 | 0.53478 | 7.7579 | 0.0032246 | 0.174% | 0.6825% | 1.1874e-05 |  |  |  | 0.605 | 0.88974 | 0.53478 | 7.7579 | 0.0046618 | 0.5022% | 0.6825% | 3.4276e-05 |  |  | 0.605 | 0.88974 | 0.53478 | 7.7579 | 0.0057921 | 1.243% | 0.6825% | 8.4856e-05
[5 empty] | 0.61 | 0.89911 | 0.53289 | 7.927 | 0.0032949 | 0.1778% | 0.6801% | 1.209e-05 |  |  |  | 0.61 | 0.89911 | 0.53289 | 7.927 | 0.0047635 | 0.5131% | 0.6801% | 3.4898e-05 |  |  | 0.61 | 0.89911 | 0.53289 | 7.927 | 0.0059183 | 1.27% | 0.6801% | 8.6387e-05
[5 empty] | 0.615 | 0.90851 | 0.5309 | 8.1005 | 0.003367 | 0.1817% | 0.6776% | 1.2308e-05 |  |  |  | 0.615 | 0.90851 | 0.5309 | 8.1005 | 0.0048677 | 0.5243% | 0.6776% | 3.5526e-05 |  |  | 0.615 | 0.90851 | 0.5309 | 8.1005 | 0.0060478 | 1.298% | 0.6776% | 8.7936e-05
[5 empty] | 0.62 | 0.91795 | 0.52883 | 8.2784 | 0.0034409 | 0.1856% | 0.6749% | 1.2529e-05 |  |  |  | 0.62 | 0.91795 | 0.52883 | 8.2784 | 0.0049746 | 0.5358% | 0.6749% | 3.6163e-05 |  |  | 0.62 | 0.91795 | 0.52883 | 8.2784 | 0.0061807 | 1.326% | 0.6749% | 8.9503e-05
[5 empty] | 0.625 | 0.92742 | 0.52666 | 8.461 | 0.0035168 | 0.1897% | 0.6721% | 1.2752e-05 |  |  |  | 0.625 | 0.92742 | 0.52666 | 8.461 | 0.0050843 | 0.5476% | 0.6721% | 3.6807e-05 |  |  | 0.625 | 0.92742 | 0.52666 | 8.461 | 0.006317 | 1.355% | 0.6721% | 9.1089e-05
[5 empty] | 0.63 | 0.93693 | 0.5244 | 8.6484 | 0.0035947 | 0.1939% | 0.6693% | 1.2979e-05 |  |  |  | 0.63 | 0.93693 | 0.5244 | 8.6484 | 0.0051969 | 0.5597% | 0.6693% | 3.7458e-05 |  |  | 0.63 | 0.93693 | 0.5244 | 8.6484 | 0.0064569 | 1.385% | 0.6693% | 9.2693e-05
[5 empty] | 0.635 | 0.94649 | 0.52205 | 8.8408 | 0.0036747 | 0.1982% | 0.6663% | 1.3208e-05 |  |  |  | 0.635 | 0.94649 | 0.52205 | 8.8408 | 0.0053126 | 0.5721% | 0.6663% | 3.8117e-05 |  |  | 0.635 | 0.94649 | 0.52205 | 8.8408 | 0.0066006 | 1.416% | 0.6663% | 9.4316e-05
[5 empty] | 0.64 | 0.95609 | 0.51961 | 9.0384 | 0.0037568 | 0.2027% | 0.6631% | 1.3439e-05 |  |  |  | 0.64 | 0.95609 | 0.51961 | 9.0384 | 0.0054313 | 0.5849% | 0.6631% | 3.8785e-05 |  |  | 0.64 | 0.95609 | 0.51961 | 9.0384 | 0.0067481 | 1.447% | 0.6631% | 9.5958e-05
[5 empty] | 0.645 | 0.96574 | 0.51707 | 9.2414 | 0.0038412 | 0.2072% | 0.6599% | 1.3674e-05 |  |  |  | 0.645 | 0.96574 | 0.51707 | 9.2414 | 0.0055533 | 0.598% | 0.6599% | 3.946e-05 |  |  | 0.645 | 0.96574 | 0.51707 | 9.2414 | 0.0068997 | 1.479% | 0.6599% | 9.7618e-05
[5 empty] | 0.65 | 0.97543 | 0.51444 | 9.45 | 0.0039279 | 0.2119% | 0.6565% | 1.3911e-05 |  |  |  | 0.65 | 0.97543 | 0.51444 | 9.45 | 0.0056786 | 0.6114% | 0.6565% | 4.0142e-05 |  |  | 0.65 | 0.97543 | 0.51444 | 9.45 | 0.0070554 | 1.512% | 0.6565% | 9.9297e-05
[5 empty] | 0.655 | 0.98518 | 0.51172 | 9.6644 | 0.004017 | 0.2167% | 0.6531% | 1.4151e-05 |  |  |  | 0.655 | 0.98518 | 0.51172 | 9.6644 | 0.0058075 | 0.6252% | 0.6531% | 4.0833e-05 |  |  | 0.655 | 0.98518 | 0.51172 | 9.6644 | 0.0072155 | 1.546% | 0.6531% | 0.000101
[5 empty] | 0.66 | 0.99497 | 0.5089 | 9.8849 | 0.0041087 | 0.2216% | 0.6495% | 1.4394e-05 |  |  |  | 0.66 | 0.99497 | 0.5089 | 9.8849 | 0.00594 | 0.6395% | 0.6495% | 4.1532e-05 |  |  | 0.66 | 0.99497 | 0.5089 | 9.8849 | 0.0073801 | 1.581% | 0.6495% | 0.00010271
[5 empty] | 0.665 | 1.0048 | 0.50599 | 10.1118 | 0.004203 | 0.2267% | 0.6458% | 1.464e-05 |  |  |  | 0.665 | 1.0048 | 0.50599 | 10.1118 | 0.0060763 | 0.6541% | 0.6458% | 4.2239e-05 |  |  | 0.665 | 1.0048 | 0.50599 | 10.1118 | 0.0075495 | 1.617% | 0.6458% | 0.00010445
[5 empty] | 0.67 | 1.0147 | 0.50298 | 10.3452 | 0.0043 | 0.2319% | 0.6419% | 1.4888e-05 |  |  |  | 0.67 | 1.0147 | 0.50298 | 10.3452 | 0.0062166 | 0.6691% | 0.6419% | 4.2954e-05 |  |  | 0.67 | 1.0147 | 0.50298 | 10.3452 | 0.0077238 | 1.654% | 0.6419% | 0.00010621
[5 empty] | 0.675 | 1.0247 | 0.49988 | 10.5854 | 0.0043998 | 0.2373% | 0.638% | 1.5139e-05 |  |  |  | 0.675 | 1.0247 | 0.49988 | 10.5854 | 0.0063609 | 0.6846% | 0.638% | 4.3677e-05 |  |  | 0.675 | 1.0247 | 0.49988 | 10.5854 | 0.0079031 | 1.693% | 0.638% | 0.00010798
[5 empty] | 0.68 | 1.0347 | 0.49668 | 10.8329 | 0.0045027 | 0.2428% | 0.6339% | 1.5394e-05 |  |  |  | 0.68 | 1.0347 | 0.49668 | 10.8329 | 0.0065096 | 0.7006% | 0.6339% | 4.4408e-05 |  |  | 0.68 | 1.0347 | 0.49668 | 10.8329 | 0.0080879 | 1.732% | 0.6339% | 0.00010978
[5 empty] | 0.685 | 1.0448 | 0.49339 | 11.0877 | 0.0046086 | 0.2486% | 0.6297% | 1.5651e-05 |  |  |  | 0.685 | 1.0448 | 0.49339 | 11.0877 | 0.0066628 | 0.717% | 0.6297% | 4.5148e-05 |  |  | 0.685 | 1.0448 | 0.49339 | 11.0877 | 0.0082782 | 1.772% | 0.6297% | 0.00011159
[5 empty] | 0.69 | 1.055 | 0.48999 | 11.3504 | 0.0047178 | 0.2544% | 0.6253% | 1.5911e-05 |  |  |  | 0.69 | 1.055 | 0.48999 | 11.3504 | 0.0068206 | 0.7339% | 0.6253% | 4.5895e-05 |  |  | 0.69 | 1.055 | 0.48999 | 11.3504 | 0.0084743 | 1.814% | 0.6253% | 0.00011342
[5 empty] | 0.695 | 1.0653 | 0.4865 | 11.6213 | 0.0048304 | 0.2605% | 0.6209% | 1.6174e-05 |  |  |  | 0.695 | 1.0653 | 0.4865 | 11.6213 | 0.0069834 | 0.7514% | 0.6209% | 4.6651e-05 |  |  | 0.695 | 1.0653 | 0.4865 | 11.6213 | 0.0086765 | 1.857% | 0.6209% | 0.00011528
[5 empty] | 0.7 | 1.0756 | 0.48291 | 11.9006 | 0.0049465 | 0.2668% | 0.6163% | 1.644e-05 |  |  |  | 0.7 | 1.0756 | 0.48291 | 11.9006 | 0.0071512 | 0.7694% | 0.6163% | 4.7416e-05 |  |  | 0.7 | 1.0756 | 0.48291 | 11.9006 | 0.008885 | 1.901% | 0.6163% | 0.00011715
[5 empty] | 0.705 | 1.086 | 0.47921 | 12.1888 | 0.0050663 | 0.2732% | 0.6116% | 1.6709e-05 |  |  |  | 0.705 | 1.086 | 0.47921 | 12.1888 | 0.0073244 | 0.7879% | 0.6116% | 4.8188e-05 |  |  | 0.705 | 1.086 | 0.47921 | 12.1888 | 0.0091002 | 1.946% | 0.6116% | 0.00011904
[5 empty] | 0.71 | 1.0964 | 0.47542 | 12.4864 | 0.00519 | 0.2799% | 0.6067% | 1.6981e-05 |  |  |  | 0.71 | 1.0964 | 0.47542 | 12.4864 | 0.0075033 | 0.8071% | 0.6067% | 4.8969e-05 |  |  | 0.71 | 1.0964 | 0.47542 | 12.4864 | 0.0093224 | 1.994% | 0.6067% | 0.00012096
[5 empty] | 0.715 | 1.107 | 0.47153 | 12.7937 | 0.0053177 | 0.2867% | 0.6018% | 1.7256e-05 |  |  |  | 0.715 | 1.107 | 0.47153 | 12.7937 | 0.0076879 | 0.8269% | 0.6018% | 4.9759e-05 |  |  | 0.715 | 1.107 | 0.47153 | 12.7937 | 0.0095519 | 2.042% | 0.6018% | 0.00012289
[5 empty] | 0.72 | 1.1176 | 0.46753 | 13.1113 | 0.0054497 | 0.2939% | 0.5967% | 1.7534e-05 |  |  |  | 0.72 | 1.1176 | 0.46753 | 13.1113 | 0.0078788 | 0.8473% | 0.5967% | 5.0557e-05 |  |  | 0.72 | 1.1176 | 0.46753 | 13.1113 | 0.009789 | 2.092% | 0.5967% | 0.00012484
[5 empty] | 0.725 | 1.1284 | 0.46343 | 13.4396 | 0.0055862 | 0.3012% | 0.5914% | 1.7814e-05 |  |  |  | 0.725 | 1.1284 | 0.46343 | 13.4396 | 0.0080761 | 0.8684% | 0.5914% | 5.1363e-05 |  |  | 0.725 | 1.1284 | 0.46343 | 13.4396 | 0.010034 | 2.144% | 0.5914% | 0.00012681
[5 empty] | 0.73 | 1.1392 | 0.45923 | 13.7792 | 0.0057273 | 0.3088% | 0.5861% | 1.8098e-05 |  |  |  | 0.73 | 1.1392 | 0.45923 | 13.7792 | 0.0082801 | 0.8903% | 0.5861% | 5.2177e-05 |  |  | 0.73 | 1.1392 | 0.45923 | 13.7792 | 0.010288 | 2.198% | 0.5861% | 0.0001288
[5 empty] | 0.735 | 1.1502 | 0.45492 | 14.1307 | 0.0058734 | 0.3167% | 0.5806% | 1.8385e-05 |  |  |  | 0.735 | 1.1502 | 0.45492 | 14.1307 | 0.0084914 | 0.9129% | 0.5806% | 5.3e-05 |  |  | 0.735 | 1.1502 | 0.45492 | 14.1307 | 0.01055 | 2.253% | 0.5806% | 0.00013081
[5 empty] | 0.74 | 1.1612 | 0.45051 | 14.4947 | 0.0060247 | 0.3248% | 0.575% | 1.8675e-05 |  |  |  | 0.74 | 1.1612 | 0.45051 | 14.4947 | 0.0087101 | 0.9363% | 0.575% | 5.3831e-05 |  |  | 0.74 | 1.1612 | 0.45051 | 14.4947 | 0.010822 | 2.31% | 0.575% | 0.00013284
[5 empty] | 0.745 | 1.1724 | 0.44599 | 14.8718 | 0.0061815 | 0.3332% | 0.5692% | 1.8968e-05 |  |  |  | 0.745 | 1.1724 | 0.44599 | 14.8718 | 0.0089367 | 0.9605% | 0.5692% | 5.4671e-05 |  |  | 0.745 | 1.1724 | 0.44599 | 14.8718 | 0.011103 | 2.37% | 0.5692% | 0.00013488
[5 empty] | 0.75 | 1.1836 | 0.44136 | 15.2627 | 0.006344 | 0.342% | 0.5633% | 1.9263e-05 |  |  |  | 0.75 | 1.1836 | 0.44136 | 15.2627 | 0.0091716 | 0.9856% | 0.5633% | 5.5519e-05 |  |  | 0.75 | 1.1836 | 0.44136 | 15.2627 | 0.011395 | 2.431% | 0.5633% | 0.00013695
[5 empty] | 0.755 | 1.195 | 0.43662 | 15.6683 | 0.0065125 | 0.3511% | 0.5572% | 1.9562e-05 |  |  |  | 0.755 | 1.195 | 0.43662 | 15.6683 | 0.0094153 | 1.012% | 0.5572% | 5.6375e-05 |  |  | 0.755 | 1.195 | 0.43662 | 15.6683 | 0.011698 | 2.495% | 0.5572% | 0.00013903
[5 empty] | 0.76 | 1.2065 | 0.43177 | 16.0893 | 0.0066875 | 0.3605% | 0.551% | 1.9864e-05 |  |  |  | 0.76 | 1.2065 | 0.43177 | 16.0893 | 0.0096683 | 1.039% | 0.551% | 5.7239e-05 |  |  | 0.76 | 1.2065 | 0.43177 | 16.0893 | 0.012012 | 2.561% | 0.551% | 0.00014114
[5 empty] | 0.765 | 1.2182 | 0.42681 | 16.5267 | 0.0068693 | 0.3703% | 0.5447% | 2.0168e-05 |  |  |  | 0.765 | 1.2182 | 0.42681 | 16.5267 | 0.0099311 | 1.067% | 0.5447% | 5.8111e-05 |  |  | 0.765 | 1.2182 | 0.42681 | 16.5267 | 0.012339 | 2.63% | 0.5447% | 0.00014326
[5 empty] | 0.77 | 1.23 | 0.42173 | 16.9813 | 0.0070583 | 0.3804% | 0.5382% | 2.0475e-05 |  |  |  | 0.77 | 1.23 | 0.42173 | 16.9813 | 0.010204 | 1.096% | 0.5382% | 5.8991e-05 |  |  | 0.77 | 1.23 | 0.42173 | 16.9813 | 0.012678 | 2.701% | 0.5382% | 0.00014539
[5 empty] | 0.775 | 1.2419 | 0.41655 | 17.4542 | 0.0072548 | 0.391% | 0.5316% | 2.0786e-05 |  |  |  | 0.775 | 1.2419 | 0.41655 | 17.4542 | 0.010488 | 1.126% | 0.5316% | 5.9878e-05 |  |  | 0.775 | 1.2419 | 0.41655 | 17.4542 | 0.013031 | 2.776% | 0.5316% | 0.00014755
[5 empty] | 0.78 | 1.254 | 0.41124 | 17.9465 | 0.0074595 | 0.402% | 0.5248% | 2.1099e-05 |  |  |  | 0.78 | 1.254 | 0.41124 | 17.9465 | 0.010784 | 1.158% | 0.5248% | 6.0774e-05 |  |  | 0.78 | 1.254 | 0.41124 | 17.9465 | 0.013399 | 2.853% | 0.5248% | 0.00014972
[5 empty] | 0.785 | 1.2662 | 0.40582 | 18.4594 | 0.0076727 | 0.4135% | 0.5179% | 2.1414e-05 |  |  |  | 0.785 | 1.2662 | 0.40582 | 18.4594 | 0.011093 | 1.191% | 0.5179% | 6.1676e-05 |  |  | 0.785 | 1.2662 | 0.40582 | 18.4594 | 0.013782 | 2.933% | 0.5179% | 0.00015191
[5 empty] | 0.79 | 1.2786 | 0.40028 | 18.9943 | 0.007895 | 0.4254% | 0.5108% | 2.1733e-05 |  |  |  | 0.79 | 1.2786 | 0.40028 | 18.9943 | 0.011414 | 1.225% | 0.5108% | 6.2586e-05 |  |  | 0.79 | 1.2786 | 0.40028 | 18.9943 | 0.014181 | 3.017% | 0.5108% | 0.00015411
[5 empty] | 0.795 | 1.2912 | 0.39462 | 19.5526 | 0.008127 | 0.4379% | 0.5036% | 2.2054e-05 |  |  |  | 0.795 | 1.2912 | 0.39462 | 19.5526 | 0.011749 | 1.261% | 0.5036% | 6.3503e-05 |  |  | 0.795 | 1.2912 | 0.39462 | 19.5526 | 0.014598 | 3.104% | 0.5036% | 0.00015632
[5 empty] | 0.8 | 1.304 | 0.38884 | 20.1357 | 0.0083694 | 0.4509% | 0.4962% | 2.2377e-05 |  |  |  | 0.8 | 1.304 | 0.38884 | 20.1357 | 0.0121 | 1.298% | 0.4962% | 6.4427e-05 |  |  | 0.8 | 1.304 | 0.38884 | 20.1357 | 0.015033 | 3.195% | 0.4962% | 0.00015855
[5 empty] | 0.805 | 1.3169 | 0.38293 | 20.7455 | 0.0086229 | 0.4646% | 0.4887% | 2.2703e-05 |  |  |  | 0.805 | 1.3169 | 0.38293 | 20.7455 | 0.012466 | 1.337% | 0.4887% | 6.5356e-05 |  |  | 0.805 | 1.3169 | 0.38293 | 20.7455 | 0.015489 | 3.29% | 0.4887% | 0.0001608
[5 empty] | 0.81 | 1.3301 | 0.3769 | 21.3838 | 0.0088882 | 0.4788% | 0.481% | 2.3031e-05 |  |  |  | 0.81 | 1.3301 | 0.3769 | 21.3838 | 0.01285 | 1.378% | 0.481% | 6.6292e-05 |  |  | 0.81 | 1.3301 | 0.3769 | 21.3838 | 0.015965 | 3.39% | 0.481% | 0.00016305
[5 empty] | 0.815 | 1.3435 | 0.37074 | 22.0527 | 0.0091662 | 0.4938% | 0.4731% | 2.3362e-05 |  |  |  | 0.815 | 1.3435 | 0.37074 | 22.0527 | 0.013252 | 1.421% | 0.4731% | 6.7234e-05 |  |  | 0.815 | 1.3435 | 0.37074 | 22.0527 | 0.016465 | 3.494% | 0.4731% | 0.00016531
[5 empty] | 0.82 | 1.3571 | 0.36444 | 22.7543 | 0.0094578 | 0.5094% | 0.4651% | 2.3694e-05 |  |  |  | 0.82 | 1.3571 | 0.36444 | 22.7543 | 0.013673 | 1.466% | 0.4651% | 6.818e-05 |  |  | 0.82 | 1.3571 | 0.36444 | 22.7543 | 0.016988 | 3.603% | 0.4651% | 0.00016758
[5 empty] | 0.825 | 1.3709 | 0.35802 | 23.4912 | 0.0097641 | 0.5259% | 0.4569% | 2.4028e-05 |  |  |  | 0.825 | 1.3709 | 0.35802 | 23.4912 | 0.014116 | 1.513% | 0.4569% | 6.9131e-05 |  |  | 0.825 | 1.3709 | 0.35802 | 23.4912 | 0.017539 | 3.717% | 0.4569% | 0.00016986
[5 empty] | 0.83 | 1.385 | 0.35146 | 24.266 | 0.010086 | 0.5432% | 0.4485% | 2.4364e-05 |  |  |  | 0.83 | 1.385 | 0.35146 | 24.266 | 0.014582 | 1.563% | 0.4485% | 7.0086e-05 |  |  | 0.83 | 1.385 | 0.35146 | 24.266 | 0.018117 | 3.838% | 0.4485% | 0.00017214
[5 empty] | 0.835 | 1.3994 | 0.34477 | 25.082 | 0.010425 | 0.5614% | 0.44% | 2.4701e-05 |  |  |  | 0.835 | 1.3994 | 0.34477 | 25.082 | 0.015072 | 1.615% | 0.44% | 7.1044e-05 |  |  | 0.835 | 1.3994 | 0.34477 | 25.082 | 0.018726 | 3.964% | 0.44% | 0.00017443
[5 empty] | 0.84 | 1.414 | 0.33793 | 25.9424 | 0.010783 | 0.5806% | 0.4313% | 2.504e-05 |  |  |  | 0.84 | 1.414 | 0.33793 | 25.9424 | 0.015589 | 1.67% | 0.4313% | 7.2004e-05 |  |  | 0.84 | 1.414 | 0.33793 | 25.9424 | 0.019369 | 4.097% | 0.4313% | 0.00017671
[5 empty] | 0.845 | 1.429 | 0.33096 | 26.851 | 0.011161 | 0.6009% | 0.4224% | 2.5379e-05 |  |  |  | 0.845 | 1.429 | 0.33096 | 26.851 | 0.016135 | 1.727% | 0.4224% | 7.2965e-05 |  |  | 0.845 | 1.429 | 0.33096 | 26.851 | 0.020047 | 4.238% | 0.4224% | 0.00017899
[5 empty] | 0.85 | 1.4442 | 0.32383 | 27.812 | 0.01156 | 0.6223% | 0.4133% | 2.5719e-05 |  |  |  | 0.85 | 1.4442 | 0.32383 | 27.812 | 0.016713 | 1.789% | 0.4133% | 7.3927e-05 |  |  | 0.85 | 1.4442 | 0.32383 | 27.812 | 0.020765 | 4.386% | 0.4133% | 0.00018127
[5 empty] | 0.855 | 1.4598 | 0.31656 | 28.8302 | 0.011983 | 0.645% | 0.404% | 2.6059e-05 |  |  |  | 0.855 | 1.4598 | 0.31656 | 28.8302 | 0.017324 | 1.854% | 0.404% | 7.4888e-05 |  |  | 0.855 | 1.4598 | 0.31656 | 28.8302 | 0.021525 | 4.543% | 0.404% | 0.00018354
[5 empty] | 0.86 | 1.4758 | 0.30913 | 29.9109 | 0.012432 | 0.6691% | 0.3945% | 2.6398e-05 |  |  |  | 0.86 | 1.4758 | 0.30913 | 29.9109 | 0.017974 | 1.922% | 0.3945% | 7.5846e-05 |  |  | 0.86 | 1.4758 | 0.30913 | 29.9109 | 0.022332 | 4.709% | 0.3945% | 0.00018579
[5 empty] | 0.865 | 1.4922 | 0.30155 | 31.0603 | 0.01291 | 0.6947% | 0.3849% | 2.6737e-05 |  |  |  | 0.865 | 1.4922 | 0.30155 | 31.0603 | 0.018665 | 1.996% | 0.3849% | 7.6801e-05 |  |  | 0.865 | 1.4922 | 0.30155 | 31.0603 | 0.02319 | 4.886% | 0.3849% | 0.00018802
[5 empty] | 0.87 | 1.509 | 0.29381 | 32.2851 | 0.013419 | 0.722% | 0.375% | 2.7074e-05 |  |  |  | 0.87 | 1.509 | 0.29381 | 32.2851 | 0.019401 | 2.073% | 0.375% | 7.7749e-05 |  |  | 0.87 | 1.509 | 0.29381 | 32.2851 | 0.024104 | 5.073% | 0.375% | 0.00019023
[5 empty] | 0.875 | 1.5263 | 0.28591 | 33.5932 | 0.013963 | 0.7512% | 0.3649% | 2.7409e-05 |  |  |  | 0.875 | 1.5263 | 0.28591 | 33.5932 | 0.020187 | 2.157% | 0.3649% | 7.869e-05 |  |  | 0.875 | 1.5263 | 0.28591 | 33.5932 | 0.025081 | 5.273% | 0.3649% | 0.00019242
[5 empty] | 0.88 | 1.544 | 0.27783 | 34.9938 | 0.014545 | 0.7824% | 0.3546% | 2.7741e-05 |  |  |  | 0.88 | 1.544 | 0.27783 | 34.9938 | 0.021028 | 2.245% | 0.3546% | 7.962e-05 |  |  | 0.88 | 1.544 | 0.27783 | 34.9938 | 0.026127 | 5.487% | 0.3546% | 0.00019456
[5 empty] | 0.885 | 1.5623 | 0.26959 | 36.4971 | 0.01517 | 0.8158% | 0.3441% | 2.8069e-05 |  |  |  | 0.885 | 1.5623 | 0.26959 | 36.4971 | 0.021932 | 2.341% | 0.3441% | 8.0536e-05 |  |  | 0.885 | 1.5623 | 0.26959 | 36.4971 | 0.027249 | 5.716% | 0.3441% | 0.00019666
[5 empty] | 0.89 | 1.5811 | 0.26116 | 38.1154 | 0.015843 | 0.8519% | 0.3333% | 2.8392e-05 |  |  |  | 0.89 | 1.5811 | 0.26116 | 38.1154 | 0.022904 | 2.443% | 0.3333% | 8.1435e-05 |  |  | 0.89 | 1.5811 | 0.26116 | 38.1154 | 0.028457 | 5.962% | 0.3333% | 0.0001987
[5 empty] | 0.895 | 1.6006 | 0.25255 | 39.8627 | 0.016569 | 0.8907% | 0.3223% | 2.8709e-05 |  |  |  | 0.895 | 1.6006 | 0.25255 | 39.8627 | 0.023954 | 2.554% | 0.3223% | 8.2314e-05 |  |  | 0.895 | 1.6006 | 0.25255 | 39.8627 | 0.029762 | 6.226% | 0.3223% | 0.00020068
[5 empty] | 0.9 | 1.6207 | 0.24375 | 41.7558 | 0.017356 | 0.9328% | 0.3111% | 2.9019e-05 |  |  |  | 0.9 | 1.6207 | 0.24375 | 41.7558 | 0.025092 | 2.674% | 0.3111% | 8.3167e-05 |  |  | 0.9 | 1.6207 | 0.24375 | 41.7558 | 0.031175 | 6.512% | 0.3111% | 0.00020258
[5 empty] | 0.905 | 1.6416 | 0.23475 | 43.8144 | 0.018211 | 0.9786% | 0.2996% | 2.9318e-05 |  |  |  | 0.905 | 1.6416 | 0.23475 | 43.8144 | 0.026329 | 2.803% | 0.2996% | 8.3989e-05 |  |  | 0.905 | 1.6416 | 0.23475 | 43.8144 | 0.032712 | 6.822% | 0.2996% | 0.00020438
[5 empty] | 0.91 | 1.6633 | 0.22554 | 46.0621 | 0.019146 | 1.029% | 0.2878% | 2.9606e-05 |  |  |  | 0.91 | 1.6633 | 0.22554 | 46.0621 | 0.027679 | 2.945% | 0.2878% | 8.4774e-05 |  |  | 0.91 | 1.6633 | 0.22554 | 46.0621 | 0.03439 | 7.159% | 0.2878% | 0.00020607
[5 empty] | 0.915 | 1.686 | 0.21612 | 48.5274 | 0.02017 | 1.083% | 0.2758% | 2.988e-05 |  |  |  | 0.915 | 1.686 | 0.21612 | 48.5274 | 0.029161 | 3.1% | 0.2758% | 8.5513e-05 |  |  | 0.915 | 1.686 | 0.21612 | 48.5274 | 0.036231 | 7.527% | 0.2758% | 0.00020763
[5 empty] | 0.92 | 1.7097 | 0.20648 | 51.245 | 0.0213 | 1.144% | 0.2635% | 3.0136e-05 |  |  |  | 0.92 | 1.7097 | 0.20648 | 51.245 | 0.030794 | 3.271% | 0.2635% | 8.6198e-05 |  |  | 0.92 | 1.7097 | 0.20648 | 51.245 | 0.03826 | 7.932% | 0.2635% | 0.00020902
[5 empty] | 0.925 | 1.7345 | 0.1966 | 54.2579 | 0.022552 | 1.21% | 0.2509% | 3.0372e-05 |  |  |  | 0.925 | 1.7345 | 0.1966 | 54.2579 | 0.032604 | 3.46% | 0.2509% | 8.6816e-05 |  |  | 0.925 | 1.7345 | 0.1966 | 54.2579 | 0.040509 | 8.378% | 0.2509% | 0.00021022
[5 empty] | 0.93 | 1.7606 | 0.18648 | 57.6195 | 0.02395 | 1.285% | 0.238% | 3.0581e-05 |  |  |  | 0.93 | 1.7606 | 0.18648 | 57.6195 | 0.034624 | 3.67% | 0.238% | 8.7354e-05 |  |  | 0.93 | 1.7606 | 0.18648 | 57.6195 | 0.043019 | 8.873% | 0.238% | 0.00021118
[5 empty] | 0.935 | 1.7882 | 0.1761 | 61.3979 | 0.02552 | 1.369% | 0.2247% | 3.076e-05 |  |  |  | 0.935 | 1.7882 | 0.1761 | 61.3979 | 0.036895 | 3.906% | 0.2247% | 8.7793e-05 |  |  | 0.935 | 1.7882 | 0.1761 | 61.3979 | 0.04584 | 9.427% | 0.2247% | 0.00021187
[5 empty] | 0.94 | 1.8174 | 0.16545 | 65.6806 | 0.0273 | 1.463% | 0.2112% | 3.09e-05 |  |  |  | 0.94 | 1.8174 | 0.16545 | 65.6806 | 0.039468 | 4.173% | 0.2112% | 8.8114e-05 |  |  | 0.94 | 1.8174 | 0.16545 | 65.6806 | 0.049037 | 10.05% | 0.2112% | 0.00021222
[5 empty] | 0.945 | 1.8487 | 0.1545 | 70.5828 | 0.029338 | 1.572% | 0.1972% | 3.0992e-05 |  |  |  | 0.945 | 1.8487 | 0.1545 | 70.5828 | 0.042414 | 4.477% | 0.1972% | 8.8286e-05 |  |  | 0.945 | 1.8487 | 0.1545 | 70.5828 | 0.052697 | 10.76% | 0.1972% | 0.00021214
[5 empty] | 0.95 | 1.8823 | 0.14324 | 76.2596 | 0.031697 | 1.697% | 0.1828% | 3.1025e-05 |  |  |  | 0.95 | 1.8823 | 0.14324 | 76.2596 | 0.045826 | 4.829% | 0.1828% | 8.8274e-05 |  |  | 0.95 | 1.8823 | 0.14324 | 76.2596 | 0.056936 | 11.57% | 0.1828% | 0.00021155
[5 empty] | 0.955 | 1.9187 | 0.13165 | 82.9252 | 0.034468 | 1.844% | 0.168% | 3.0983e-05 |  |  |  | 0.955 | 1.9187 | 0.13165 | 82.9252 | 0.049831 | 5.239% | 0.168% | 8.8031e-05 |  |  | 0.955 | 1.9187 | 0.13165 | 82.9252 | 0.061912 | 12.52% | 0.168% | 0.00021031
[5 empty] | 0.96 | 1.9585 | 0.11969 | 90.8854 | 0.037777 | 2.019% | 0.1527% | 3.0844e-05 |  |  |  | 0.96 | 1.9585 | 0.11969 | 90.8854 | 0.054614 | 5.728% | 0.1527% | 8.749e-05 |  |  | 0.96 | 1.9585 | 0.11969 | 90.8854 | 0.067855 | 13.63% | 0.1527% | 0.00020824
[5 empty] | 0.965 | 2.0026 | 0.10732 | 100.5948 | 0.041812 | 2.233% | 0.137% | 3.0578e-05 |  |  |  | 0.965 | 2.0026 | 0.10732 | 100.5948 | 0.060449 | 6.32% | 0.137% | 8.6561e-05 |  |  | 0.965 | 2.0026 | 0.10732 | 100.5948 | 0.075105 | 14.98% | 0.137% | 0.00020511
[5 empty] | 0.97 | 2.0522 | 0.094503 | 112.7642 | 0.04687 | 2.499% | 0.1206% | 3.0143e-05 |  |  |  | 0.97 | 2.0522 | 0.094503 | 112.7642 | 0.067762 | 7.057% | 0.1206% | 8.5111e-05 |  |  | 0.97 | 2.0522 | 0.094503 | 112.7642 | 0.08419 | 16.63% | 0.1206% | 0.00020054
[5 empty] | 0.975 | 2.1092 | 0.081174 | 128.5802 | 0.053444 | 2.845% | 0.1036% | 2.9471e-05 |  |  |  | 0.975 | 2.1092 | 0.081174 | 128.5802 | 0.077266 | 8.006% | 0.1036% | 8.2939e-05 |  |  | 0.975 | 2.1092 | 0.081174 | 128.5802 | 0.095999 | 18.73% | 0.1036% | 0.00019401
[5 empty] | 0.98 | 2.1767 | 0.067247 | 150.2101 | 0.062435 | 3.315% | 0.08582% | 2.8453e-05 |  |  |  | 0.98 | 2.1767 | 0.067247 | 150.2101 | 0.090263 | 9.288% | 0.08582% | 7.9716e-05 |  |  | 0.98 | 2.1767 | 0.067247 | 150.2101 | 0.11215 | 21.51% | 0.08582% | 0.00018463
[5 empty] | 0.985 | 2.2605 | 0.052598 | 182.1651 | 0.075717 | 4.006% | 0.06713% | 2.6893e-05 |  |  |  | 0.985 | 2.2605 | 0.052598 | 182.1651 | 0.10947 | 11.15% | 0.06713% | 7.4848e-05 |  |  | 0.985 | 2.2605 | 0.052598 | 182.1651 | 0.13601 | 25.46% | 0.06713% | 0.00017087
[5 empty] | 0.99 | 2.373 | 0.037017 | 236.0318 | 0.098107 | 5.16% | 0.04724% | 2.4376e-05 |  |  |  | 0.99 | 2.373 | 0.037017 | 236.0318 | 0.14183 | 14.2% | 0.04724% | 6.7096e-05 |  |  | 0.99 | 2.373 | 0.037017 | 236.0318 | 0.17622 | 31.66% | 0.04724% | 0.00014956
[5 empty] | 0.995 | 2.5526 | 0.020083 | 356.9415 | 0.14836 | 7.699% | 0.02563% | 1.9733e-05 |  |  |  | 0.995 | 2.5526 | 0.020083 | 356.9415 | 0.21449 | 20.68% | 0.02563% | 5.2998e-05 |  |  | 0.995 | 2.5526 | 0.020083 | 356.9415 | 0.26649 | 43.76% | 0.02563% | 0.00011217
|  |  |  | 4 | Heavy Exercise, Speaking | 1 | hr | 1.068 | 0.72 |  |  | R(ERq) |  |  |  | Heavy Exercise, Speaking | 2 | hr | 1.068 | 0.72 |  |  | R(ERq) |  |  | Heavy Exercise, Speaking | 4 | hr | 1.068 | 0.72 |  |  | R(ERq)
[5 empty] | Percentile Increment | log10ERq | pdf log10ERq | I*Erq | Avg quanta/m3 | PI(ERq) | PERq | PI(ERq)*PERq | Risk = | 0.0051563 |  | Percentile Increment | log10ERq | pdf log10ERq | I*Erq | Avg quanta/m3 | PI(ERq) | PERq | PI(ERq)*PERq | Risk = | 0.014649 | Percentile Increment | log10ERq | pdf log10ERq | I*Erq | Avg quanta/m3 | PI(ERq) | PERq | PI(ERq)*PERq | Risk = | 0.035078
[5 empty] | 0.005 | -0.7866 | 0.020083 | 0.16346 | 6.7941e-05 | 0.003669% | 0.02563% | 9.4032e-09 | Percentile = | 0.655 |  | 0.005 | -0.7866 | 0.020083 | 0.16346 | 9.8224e-05 | 0.01061% | 0.02563% | 2.7188e-08 | Percentile = | 0.655 | 0.005 | -0.7866 | 0.020083 | 0.16346 | 0.00012204 | 0.02636% | 0.02563% | 6.7554e-08 | Percentile = | 0.645
[5 empty] | 0.01 | -0.60697 | 0.037017 | 0.24719 | 0.00010274 | 0.005548% | 0.04724% | 2.621e-08 | R(ERq)max = | 0.00719% |  | 0.01 | -0.60697 | 0.037017 | 0.24719 | 0.00014854 | 0.01604% | 0.04724% | 7.5781e-08 | R(ERq)max = | 0.02008% | 0.01 | -0.60697 | 0.037017 | 0.24719 | 0.00018455 | 0.03986% | 0.04724% | 1.8829e-07 | R(ERq)max = | 0.04658%
[5 empty] | 0.015 | -0.49447 | 0.052598 | 0.32028 | 0.00013313 | 0.007189% | 0.06713% | 4.8255e-08 | PI 90% = | 2.173% |  | 0.015 | -0.49447 | 0.052598 | 0.32028 | 0.00019246 | 0.02078% | 0.06713% | 1.3952e-07 | PI 90% = | 6.155% | 0.015 | -0.49447 | 0.052598 | 0.32028 | 0.00023913 | 0.05164% | 0.06713% | 3.4663e-07 | PI 90% = | 14.6%
[5 empty] | 0.02 | -0.4107 | 0.067247 | 0.38842 | 0.00016145 | 0.008718% | 0.08582% | 7.4818e-08 | Percentile = | 0.9 |  | 0.02 | -0.4107 | 0.067247 | 0.38842 | 0.00023341 | 0.0252% | 0.08582% | 2.1632e-07 | Percentile = | 0.9 | 0.02 | -0.4107 | 0.067247 | 0.38842 | 0.00029 | 0.06262% | 0.08582% | 5.3742e-07 | Percentile = | 0.9
[5 empty] | 0.025 | -0.34317 | 0.081174 | 0.45376 | 0.00018861 | 0.01018% | 0.1036% | 1.055e-07 |  |  |  | 0.025 | -0.34317 | 0.081174 | 0.45376 | 0.00027267 | 0.02944% | 0.1036% | 3.0503e-07 |  |  | 0.025 | -0.34317 | 0.081174 | 0.45376 | 0.00033878 | 0.07315% | 0.1036% | 7.578e-07
[5 empty] | 0.03 | -0.28617 | 0.094503 | 0.5174 | 0.00021506 | 0.01161% | 0.1206% | 1.4006e-07 |  |  |  | 0.03 | -0.28617 | 0.094503 | 0.5174 | 0.00031091 | 0.03357% | 0.1206% | 4.0492e-07 |  |  | 0.03 | -0.28617 | 0.094503 | 0.5174 | 0.0003863 | 0.0834% | 0.1206% | 1.0059e-06
[5 empty] | 0.035 | -0.23658 | 0.10732 | 0.58 | 0.00024108 | 0.01302% | 0.137% | 1.7829e-07 |  |  |  | 0.035 | -0.23658 | 0.10732 | 0.58 | 0.00034853 | 0.03763% | 0.137% | 5.1545e-07 |  |  | 0.035 | -0.23658 | 0.10732 | 0.58 | 0.00043303 | 0.09349% | 0.137% | 1.2805e-06
[5 empty] | 0.04 | -0.19249 | 0.11969 | 0.64196 | 0.00026683 | 0.01441% | 0.1527% | 2.2007e-07 |  |  |  | 0.04 | -0.19249 | 0.11969 | 0.64196 | 0.00038576 | 0.04165% | 0.1527% | 6.3625e-07 |  |  | 0.04 | -0.19249 | 0.11969 | 0.64196 | 0.00047929 | 0.1035% | 0.1527% | 1.5805e-06
[5 empty] | 0.045 | -0.15269 | 0.13165 | 0.70358 | 0.00029244 | 0.01579% | 0.168% | 2.6531e-07 |  |  |  | 0.045 | -0.15269 | 0.13165 | 0.70358 | 0.00042279 | 0.04565% | 0.168% | 7.67e-07 |  |  | 0.045 | -0.15269 | 0.13165 | 0.70358 | 0.0005253 | 0.1134% | 0.168% | 1.9053e-06
[5 empty] | 0.05 | -0.11629 | 0.14324 | 0.76508 | 0.000318 | 0.01717% | 0.1828% | 3.139e-07 |  |  |  | 0.05 | -0.11629 | 0.14324 | 0.76508 | 0.00045975 | 0.04964% | 0.1828% | 9.0749e-07 |  |  | 0.05 | -0.11629 | 0.14324 | 0.76508 | 0.00057121 | 0.1233% | 0.1828% | 2.2542e-06
[5 empty] | 0.055 | -0.082699 | 0.1545 | 0.82661 | 0.00034358 | 0.01855% | 0.1972% | 3.658e-07 |  |  |  | 0.055 | -0.082699 | 0.1545 | 0.82661 | 0.00049672 | 0.05363% | 0.1972% | 1.0575e-06 |  |  | 0.055 | -0.082699 | 0.1545 | 0.82661 | 0.00061715 | 0.1332% | 0.1972% | 2.6268e-06
[5 empty] | 0.06 | -0.051437 | 0.16545 | 0.88831 | 0.00036922 | 0.01994% | 0.2112% | 4.2095e-07 |  |  |  | 0.06 | -0.051437 | 0.16545 | 0.88831 | 0.0005338 | 0.05763% | 0.2112% | 1.2169e-06 |  |  | 0.06 | -0.051437 | 0.16545 | 0.88831 | 0.00066321 | 0.1432% | 0.2112% | 3.0227e-06
[5 empty] | 0.065 | -0.022153 | 0.1761 | 0.95027 | 0.00039498 | 0.02133% | 0.2247% | 4.7931e-07 |  |  |  | 0.065 | -0.022153 | 0.1761 | 0.95027 | 0.00057103 | 0.06165% | 0.2247% | 1.3856e-06 |  |  | 0.065 | -0.022153 | 0.1761 | 0.95027 | 0.00070948 | 0.1531% | 0.2247% | 3.4416e-06
[5 empty] | 0.07 | 0.0054305 | 0.18648 | 1.0126 | 0.00042088 | 0.02272% | 0.238% | 5.4084e-07 |  |  |  | 0.07 | 0.0054305 | 0.18648 | 1.0126 | 0.00060848 | 0.06569% | 0.238% | 1.5635e-06 |  |  | 0.07 | 0.0054305 | 0.18648 | 1.0126 | 0.000756 | 0.1632% | 0.238% | 3.8832e-06
[5 empty] | 0.075 | 0.031537 | 0.1966 | 1.0753 | 0.00044696 | 0.02413% | 0.2509% | 6.0552e-07 |  |  |  | 0.075 | 0.031537 | 0.1966 | 1.0753 | 0.00064617 | 0.06976% | 0.2509% | 1.7504e-06 |  |  | 0.075 | 0.031537 | 0.1966 | 1.0753 | 0.00080284 | 0.1733% | 0.2509% | 4.3474e-06
[5 empty] | 0.08 | 0.056348 | 0.20648 | 1.1385 | 0.00047323 | 0.02555% | 0.2635% | 6.7332e-07 |  |  |  | 0.08 | 0.056348 | 0.20648 | 1.1385 | 0.00068417 | 0.07386% | 0.2635% | 1.9464e-06 |  |  | 0.08 | 0.056348 | 0.20648 | 1.1385 | 0.00085004 | 0.1834% | 0.2635% | 4.834e-06
[5 empty] | 0.085 | 0.080013 | 0.21612 | 1.2023 | 0.00049974 | 0.02698% | 0.2758% | 7.4423e-07 |  |  |  | 0.085 | 0.080013 | 0.21612 | 1.2023 | 0.00072248 | 0.078% | 0.2758% | 2.1514e-06 |  |  | 0.085 | 0.080013 | 0.21612 | 1.2023 | 0.00089764 | 0.1937% | 0.2758% | 5.3428e-06
[5 empty] | 0.09 | 0.10266 | 0.22554 | 1.2666 | 0.00052648 | 0.02843% | 0.2878% | 8.1823e-07 |  |  |  | 0.09 | 0.10266 | 0.22554 | 1.2666 | 0.00076115 | 0.08217% | 0.2878% | 2.3652e-06 |  |  | 0.09 | 0.10266 | 0.22554 | 1.2666 | 0.00094569 | 0.2041% | 0.2878% | 5.8738e-06
[5 empty] | 0.095 | 0.12438 | 0.23475 | 1.3316 | 0.00055349 | 0.02988% | 0.2996% | 8.9531e-07 |  |  |  | 0.095 | 0.12438 | 0.23475 | 1.3316 | 0.00080019 | 0.08638% | 0.2996% | 2.588e-06 |  |  | 0.095 | 0.12438 | 0.23475 | 1.3316 | 0.0009942 | 0.2145% | 0.2996% | 6.4268e-06
[5 empty] | 0.1 | 0.14528 | 0.24375 | 1.3973 | 0.00058078 | 0.03136% | 0.3111% | 9.7545e-07 |  |  |  | 0.1 | 0.14528 | 0.24375 | 1.3973 | 0.00083964 | 0.09064% | 0.3111% | 2.8196e-06 |  |  | 0.1 | 0.14528 | 0.24375 | 1.3973 | 0.0010432 | 0.2251% | 0.3111% | 7.0018e-06
[5 empty] | 0.105 | 0.16543 | 0.25255 | 1.4636 | 0.00060836 | 0.03285% | 0.3223% | 1.0587e-06 |  |  |  | 0.105 | 0.16543 | 0.25255 | 1.4636 | 0.00087952 | 0.09494% | 0.3223% | 3.0601e-06 |  |  | 0.105 | 0.16543 | 0.25255 | 1.4636 | 0.0010928 | 0.2358% | 0.3223% | 7.5987e-06
[5 empty] | 0.11 | 0.1849 | 0.26116 | 1.5307 | 0.00063625 | 0.03435% | 0.3333% | 1.1449e-06 |  |  |  | 0.11 | 0.1849 | 0.26116 | 1.5307 | 0.00091984 | 0.09929% | 0.3333% | 3.3095e-06 |  |  | 0.11 | 0.1849 | 0.26116 | 1.5307 | 0.0011429 | 0.2466% | 0.3333% | 8.2176e-06
[5 empty] | 0.115 | 0.20374 | 0.26959 | 1.5986 | 0.00066446 | 0.03587% | 0.3441% | 1.2343e-06 |  |  |  | 0.115 | 0.20374 | 0.26959 | 1.5986 | 0.00096063 | 0.1037% | 0.3441% | 3.5676e-06 |  |  | 0.115 | 0.20374 | 0.26959 | 1.5986 | 0.0011935 | 0.2575% | 0.3441% | 8.8584e-06
[5 empty] | 0.12 | 0.22201 | 0.27783 | 1.6673 | 0.00069301 | 0.03742% | 0.3546% | 1.3267e-06 |  |  |  | 0.12 | 0.22201 | 0.27783 | 1.6673 | 0.0010019 | 0.1081% | 0.3546% | 3.8347e-06 |  |  | 0.12 | 0.22201 | 0.27783 | 1.6673 | 0.0012448 | 0.2685% | 0.3546% | 9.5211e-06
[5 empty] | 0.125 | 0.23975 | 0.28591 | 1.7368 | 0.0007219 | 0.03897% | 0.3649% | 1.4221e-06 |  |  |  | 0.125 | 0.23975 | 0.28591 | 1.7368 | 0.0010437 | 0.1127% | 0.3649% | 4.1105e-06 |  |  | 0.125 | 0.23975 | 0.28591 | 1.7368 | 0.0012967 | 0.2797% | 0.3649% | 1.0206e-05
[5 empty] | 0.13 | 0.257 | 0.29381 | 1.8072 | 0.00075115 | 0.04055% | 0.375% | 1.5207e-06 |  |  |  | 0.13 | 0.257 | 0.29381 | 1.8072 | 0.001086 | 0.1172% | 0.375% | 4.3952e-06 |  |  | 0.13 | 0.257 | 0.29381 | 1.8072 | 0.0013492 | 0.291% | 0.375% | 1.0912e-05
[5 empty] | 0.135 | 0.27379 | 0.30155 | 1.8784 | 0.00078077 | 0.04215% | 0.3849% | 1.6223e-06 |  |  |  | 0.135 | 0.27379 | 0.30155 | 1.8784 | 0.0011288 | 0.1218% | 0.3849% | 4.6888e-06 |  |  | 0.135 | 0.27379 | 0.30155 | 1.8784 | 0.0014024 | 0.3025% | 0.3849% | 1.1641e-05
[5 empty] | 0.14 | 0.29017 | 0.30913 | 1.9506 | 0.00081077 | 0.04377% | 0.3945% | 1.7269e-06 |  |  |  | 0.14 | 0.29017 | 0.30913 | 1.9506 | 0.0011721 | 0.1265% | 0.3945% | 4.9912e-06 |  |  | 0.14 | 0.29017 | 0.30913 | 1.9506 | 0.0014563 | 0.3141% | 0.3945% | 1.2391e-05
[5 empty] | 0.145 | 0.30615 | 0.31656 | 2.0237 | 0.00084116 | 0.04541% | 0.404% | 1.8347e-06 |  |  |  | 0.145 | 0.30615 | 0.31656 | 2.0237 | 0.0012161 | 0.1313% | 0.404% | 5.3026e-06 |  |  | 0.145 | 0.30615 | 0.31656 | 2.0237 | 0.0015109 | 0.3258% | 0.404% | 1.3164e-05
[5 empty] | 0.15 | 0.32177 | 0.32383 | 2.0978 | 0.00087196 | 0.04707% | 0.4133% | 1.9455e-06 |  |  |  | 0.15 | 0.32177 | 0.32383 | 2.0978 | 0.0012606 | 0.1361% | 0.4133% | 5.6229e-06 |  |  | 0.15 | 0.32177 | 0.32383 | 2.0978 | 0.0015662 | 0.3377% | 0.4133% | 1.3958e-05
[5 empty] | 0.155 | 0.33704 | 0.33096 | 2.1729 | 0.00090317 | 0.04876% | 0.4224% | 2.0595e-06 |  |  |  | 0.155 | 0.33704 | 0.33096 | 2.1729 | 0.0013057 | 0.1409% | 0.4224% | 5.9521e-06 |  |  | 0.155 | 0.33704 | 0.33096 | 2.1729 | 0.0016223 | 0.3498% | 0.4224% | 1.4775e-05
[5 empty] | 0.16 | 0.35199 | 0.33793 | 2.249 | 0.0009348 | 0.05047% | 0.4313% | 2.1765e-06 |  |  |  | 0.16 | 0.35199 | 0.33793 | 2.249 | 0.0013515 | 0.1459% | 0.4313% | 6.2903e-06 |  |  | 0.16 | 0.35199 | 0.33793 | 2.249 | 0.0016791 | 0.362% | 0.4313% | 1.5614e-05
[5 empty] | 0.165 | 0.36664 | 0.34477 | 2.3262 | 0.00096687 | 0.0522% | 0.44% | 2.2967e-06 |  |  |  | 0.165 | 0.36664 | 0.34477 | 2.3262 | 0.0013978 | 0.1509% | 0.44% | 6.6375e-06 |  |  | 0.165 | 0.36664 | 0.34477 | 2.3262 | 0.0017367 | 0.3744% | 0.44% | 1.6475e-05
[5 empty] | 0.17 | 0.381 | 0.35146 | 2.4044 | 0.00099938 | 0.05395% | 0.4485% | 2.42e-06 |  |  |  | 0.17 | 0.381 | 0.35146 | 2.4044 | 0.0014448 | 0.1559% | 0.4485% | 6.9937e-06 |  |  | 0.17 | 0.381 | 0.35146 | 2.4044 | 0.0017951 | 0.387% | 0.4485% | 1.7359e-05
[5 empty] | 0.175 | 0.3951 | 0.35802 | 2.4837 | 0.0010323 | 0.05573% | 0.4569% | 2.5464e-06 |  |  |  | 0.175 | 0.3951 | 0.35802 | 2.4837 | 0.0014925 | 0.1611% | 0.4569% | 7.359e-06 |  |  | 0.175 | 0.3951 | 0.35802 | 2.4837 | 0.0018543 | 0.3997% | 0.4569% | 1.8265e-05
[5 empty] | 0.18 | 0.40894 | 0.36444 | 2.5641 | 0.0010658 | 0.05754% | 0.4651% | 2.6761e-06 |  |  |  | 0.18 | 0.40894 | 0.36444 | 2.5641 | 0.0015408 | 0.1663% | 0.4651% | 7.7335e-06 |  |  | 0.18 | 0.40894 | 0.36444 | 2.5641 | 0.0019144 | 0.4127% | 0.4651% | 1.9193e-05
[5 empty] | 0.185 | 0.42254 | 0.37074 | 2.6457 | 0.0010997 | 0.05937% | 0.4731% | 2.8088e-06 |  |  |  | 0.185 | 0.42254 | 0.37074 | 2.6457 | 0.0015898 | 0.1716% | 0.4731% | 8.117e-06 |  |  | 0.185 | 0.42254 | 0.37074 | 2.6457 | 0.0019753 | 0.4258% | 0.4731% | 2.0144e-05
[5 empty] | 0.19 | 0.43591 | 0.3769 | 2.7284 | 0.0011341 | 0.06122% | 0.481% | 2.9448e-06 |  |  |  | 0.19 | 0.43591 | 0.3769 | 2.7284 | 0.0016396 | 0.1769% | 0.481% | 8.5098e-06 |  |  | 0.19 | 0.43591 | 0.3769 | 2.7284 | 0.0020371 | 0.439% | 0.481% | 2.1118e-05
[5 empty] | 0.195 | 0.44908 | 0.38293 | 2.8124 | 0.001169 | 0.0631% | 0.4887% | 3.084e-06 |  |  |  | 0.195 | 0.44908 | 0.38293 | 2.8124 | 0.00169 | 0.1824% | 0.4887% | 8.9118e-06 |  |  | 0.195 | 0.44908 | 0.38293 | 2.8124 | 0.0020997 | 0.4525% | 0.4887% | 2.2115e-05
[5 empty] | 0.2 | 0.46203 | 0.38884 | 2.8976 | 0.0012044 | 0.06501% | 0.4962% | 3.2263e-06 |  |  |  | 0.2 | 0.46203 | 0.38884 | 2.8976 | 0.0017412 | 0.1879% | 0.4962% | 9.323e-06 |  |  | 0.2 | 0.46203 | 0.38884 | 2.8976 | 0.0021633 | 0.4662% | 0.4962% | 2.3134e-05
[5 empty] | 0.205 | 0.4748 | 0.39462 | 2.984 | 0.0012403 | 0.06695% | 0.5036% | 3.3719e-06 |  |  |  | 0.205 | 0.4748 | 0.39462 | 2.984 | 0.0017931 | 0.1935% | 0.5036% | 9.7436e-06 |  |  | 0.205 | 0.4748 | 0.39462 | 2.984 | 0.0022279 | 0.4801% | 0.5036% | 2.4177e-05
[5 empty] | 0.21 | 0.48738 | 0.40028 | 3.0717 | 0.0012767 | 0.06892% | 0.5108% | 3.5208e-06 |  |  |  | 0.21 | 0.48738 | 0.40028 | 3.0717 | 0.0018458 | 0.1992% | 0.5108% | 1.0174e-05 |  |  | 0.21 | 0.48738 | 0.40028 | 3.0717 | 0.0022933 | 0.4941% | 0.5108% | 2.5243e-05
[5 empty] | 0.215 | 0.49978 | 0.40582 | 3.1607 | 0.0013137 | 0.07092% | 0.5179% | 3.6729e-06 |  |  |  | 0.215 | 0.49978 | 0.40582 | 3.1607 | 0.0018993 | 0.2049% | 0.5179% | 1.0613e-05 |  |  | 0.215 | 0.49978 | 0.40582 | 3.1607 | 0.0023598 | 0.5084% | 0.5179% | 2.6332e-05
[5 empty] | 0.22 | 0.51202 | 0.41124 | 3.251 | 0.0013513 | 0.07294% | 0.5248% | 3.8283e-06 |  |  |  | 0.22 | 0.51202 | 0.41124 | 3.251 | 0.0019536 | 0.2108% | 0.5248% | 1.1062e-05 |  |  | 0.22 | 0.51202 | 0.41124 | 3.251 | 0.0024272 | 0.5229% | 0.5248% | 2.7444e-05
[5 empty] | 0.225 | 0.5241 | 0.41655 | 3.3427 | 0.0013894 | 0.075% | 0.5316% | 3.9871e-06 |  |  |  | 0.225 | 0.5241 | 0.41655 | 3.3427 | 0.0020087 | 0.2167% | 0.5316% | 1.152e-05 |  |  | 0.225 | 0.5241 | 0.41655 | 3.3427 | 0.0024957 | 0.5376% | 0.5316% | 2.858e-05
[5 empty] | 0.23 | 0.53603 | 0.42173 | 3.4358 | 0.0014281 | 0.07709% | 0.5382% | 4.1491e-06 |  |  |  | 0.23 | 0.53603 | 0.42173 | 3.4358 | 0.0020646 | 0.2227% | 0.5382% | 1.1988e-05 |  |  | 0.23 | 0.53603 | 0.42173 | 3.4358 | 0.0025652 | 0.5526% | 0.5382% | 2.974e-05
[5 empty] | 0.235 | 0.54782 | 0.42681 | 3.5303 | 0.0014674 | 0.07921% | 0.5447% | 4.3145e-06 |  |  |  | 0.235 | 0.54782 | 0.42681 | 3.5303 | 0.0021214 | 0.2289% | 0.5447% | 1.2466e-05 |  |  | 0.235 | 0.54782 | 0.42681 | 3.5303 | 0.0026358 | 0.5677% | 0.5447% | 3.0923e-05
[5 empty] | 0.24 | 0.55946 | 0.43177 | 3.6263 | 0.0015073 | 0.08136% | 0.551% | 4.4832e-06 |  |  |  | 0.24 | 0.55946 | 0.43177 | 3.6263 | 0.0021791 | 0.2351% | 0.551% | 1.2953e-05 |  |  | 0.24 | 0.55946 | 0.43177 | 3.6263 | 0.0027074 | 0.5831% | 0.551% | 3.2131e-05
[5 empty] | 0.245 | 0.57098 | 0.43662 | 3.7237 | 0.0015478 | 0.08354% | 0.5572% | 4.6553e-06 |  |  |  | 0.245 | 0.57098 | 0.43662 | 3.7237 | 0.0022376 | 0.2414% | 0.5572% | 1.345e-05 |  |  | 0.245 | 0.57098 | 0.43662 | 3.7237 | 0.0027802 | 0.5987% | 0.5572% | 3.3362e-05
[5 empty] | 0.25 | 0.58237 | 0.44136 | 3.8227 | 0.0015889 | 0.08576% | 0.5633% | 4.8308e-06 |  |  |  | 0.25 | 0.58237 | 0.44136 | 3.8227 | 0.0022971 | 0.2478% | 0.5633% | 1.3957e-05 |  |  | 0.25 | 0.58237 | 0.44136 | 3.8227 | 0.002854 | 0.6146% | 0.5633% | 3.4617e-05
[5 empty] | 0.255 | 0.59364 | 0.44599 | 3.9232 | 0.0016307 | 0.08802% | 0.5692% | 5.0098e-06 |  |  |  | 0.255 | 0.59364 | 0.44599 | 3.9232 | 0.0023575 | 0.2543% | 0.5692% | 1.4473e-05 |  |  | 0.255 | 0.59364 | 0.44599 | 3.9232 | 0.0029291 | 0.6307% | 0.5692% | 3.5897e-05
[5 empty] | 0.26 | 0.60479 | 0.45051 | 4.0252 | 0.0016731 | 0.09031% | 0.575% | 5.1922e-06 |  |  |  | 0.26 | 0.60479 | 0.45051 | 4.0252 | 0.0024188 | 0.2609% | 0.575% | 1.5e-05 |  |  | 0.26 | 0.60479 | 0.45051 | 4.0252 | 0.0030053 | 0.647% | 0.575% | 3.7201e-05
[5 empty] | 0.265 | 0.61584 | 0.45492 | 4.1289 | 0.0017162 | 0.09263% | 0.5806% | 5.378e-06 |  |  |  | 0.265 | 0.61584 | 0.45492 | 4.1289 | 0.0024811 | 0.2676% | 0.5806% | 1.5537e-05 |  |  | 0.265 | 0.61584 | 0.45492 | 4.1289 | 0.0030827 | 0.6636% | 0.5806% | 3.853e-05
[5 empty] | 0.27 | 0.62677 | 0.45923 | 4.2342 | 0.00176 | 0.09499% | 0.5861% | 5.5674e-06 |  |  |  | 0.27 | 0.62677 | 0.45923 | 4.2342 | 0.0025444 | 0.2744% | 0.5861% | 1.6083e-05 |  |  | 0.27 | 0.62677 | 0.45923 | 4.2342 | 0.0031613 | 0.6805% | 0.5861% | 3.9884e-05
[5 empty] | 0.275 | 0.63761 | 0.46343 | 4.3412 | 0.0018044 | 0.09739% | 0.5914% | 5.7602e-06 |  |  |  | 0.275 | 0.63761 | 0.46343 | 4.3412 | 0.0026087 | 0.2813% | 0.5914% | 1.664e-05 |  |  | 0.275 | 0.63761 | 0.46343 | 4.3412 | 0.0032412 | 0.6977% | 0.5914% | 4.1262e-05
[5 empty] | 0.28 | 0.64835 | 0.46753 | 4.4499 | 0.0018496 | 0.09983% | 0.5967% | 5.9566e-06 |  |  |  | 0.28 | 0.64835 | 0.46753 | 4.4499 | 0.002674 | 0.2884% | 0.5967% | 1.7207e-05 |  |  | 0.28 | 0.64835 | 0.46753 | 4.4499 | 0.0033223 | 0.7151% | 0.5967% | 4.2666e-05
[5 empty] | 0.285 | 0.659 | 0.47153 | 4.5604 | 0.0018955 | 0.1023% | 0.6018% | 6.1566e-06 |  |  |  | 0.285 | 0.659 | 0.47153 | 4.5604 | 0.0027404 | 0.2955% | 0.6018% | 1.7784e-05 |  |  | 0.285 | 0.659 | 0.47153 | 4.5604 | 0.0034048 | 0.7327% | 0.6018% | 4.4095e-05
[5 empty] | 0.29 | 0.66956 | 0.47542 | 4.6726 | 0.0019422 | 0.1048% | 0.6067% | 6.3601e-06 |  |  |  | 0.29 | 0.66956 | 0.47542 | 4.6726 | 0.0028079 | 0.3028% | 0.6067% | 1.8372e-05 |  |  | 0.29 | 0.66956 | 0.47542 | 4.6726 | 0.0034886 | 0.7507% | 0.6067% | 4.5549e-05
[5 empty] | 0.295 | 0.68004 | 0.47921 | 4.7867 | 0.0019896 | 0.1074% | 0.6116% | 6.5673e-06 |  |  |  | 0.295 | 0.68004 | 0.47921 | 4.7867 | 0.0028764 | 0.3102% | 0.6116% | 1.897e-05 |  |  | 0.295 | 0.68004 | 0.47921 | 4.7867 | 0.0035738 | 0.769% | 0.6116% | 4.7029e-05
[5 empty] | 0.3 | 0.69043 | 0.48291 | 4.9027 | 0.0020378 | 0.11% | 0.6163% | 6.7781e-06 |  |  |  | 0.3 | 0.69043 | 0.48291 | 4.9027 | 0.0029461 | 0.3177% | 0.6163% | 1.9578e-05 |  |  | 0.3 | 0.69043 | 0.48291 | 4.9027 | 0.0036603 | 0.7875% | 0.6163% | 4.8535e-05
[5 empty] | 0.305 | 0.70075 | 0.4865 | 5.0205 | 0.0020868 | 0.1126% | 0.6209% | 6.9925e-06 |  |  |  | 0.305 | 0.70075 | 0.4865 | 5.0205 | 0.0030169 | 0.3253% | 0.6209% | 2.0197e-05 |  |  | 0.305 | 0.70075 | 0.4865 | 5.0205 | 0.0037483 | 0.8064% | 0.6209% | 5.0066e-05
[5 empty] | 0.31 | 0.71099 | 0.48999 | 5.1403 | 0.0021366 | 0.1153% | 0.6253% | 7.2107e-06 |  |  |  | 0.31 | 0.71099 | 0.48999 | 5.1403 | 0.0030889 | 0.333% | 0.6253% | 2.0827e-05 |  |  | 0.31 | 0.71099 | 0.48999 | 5.1403 | 0.0038378 | 0.8255% | 0.6253% | 5.1624e-05
[5 empty] | 0.315 | 0.72116 | 0.49339 | 5.2621 | 0.0021872 | 0.118% | 0.6297% | 7.4326e-06 |  |  |  | 0.315 | 0.72116 | 0.49339 | 5.2621 | 0.0031621 | 0.3409% | 0.6297% | 2.1467e-05 |  |  | 0.315 | 0.72116 | 0.49339 | 5.2621 | 0.0039287 | 0.845% | 0.6297% | 5.3208e-05
[5 empty] | 0.32 | 0.73126 | 0.49668 | 5.3859 | 0.0022386 | 0.1208% | 0.6339% | 7.6582e-06 |  |  |  | 0.32 | 0.73126 | 0.49668 | 5.3859 | 0.0032365 | 0.3489% | 0.6339% | 2.2118e-05 |  |  | 0.32 | 0.73126 | 0.49668 | 5.3859 | 0.0040211 | 0.8648% | 0.6339% | 5.4818e-05
[5 empty] | 0.325 | 0.74129 | 0.49988 | 5.5118 | 0.002291 | 0.1236% | 0.638% | 7.8875e-06 |  |  |  | 0.325 | 0.74129 | 0.49988 | 5.5118 | 0.0033121 | 0.3571% | 0.638% | 2.278e-05 |  |  | 0.325 | 0.74129 | 0.49988 | 5.5118 | 0.0041151 | 0.8849% | 0.638% | 5.6455e-05
[5 empty] | 0.33 | 0.75126 | 0.50298 | 5.6398 | 0.0023442 | 0.1265% | 0.6419% | 8.1207e-06 |  |  |  | 0.33 | 0.75126 | 0.50298 | 5.6398 | 0.003389 | 0.3653% | 0.6419% | 2.3452e-05 |  |  | 0.33 | 0.75126 | 0.50298 | 5.6398 | 0.0042107 | 0.9054% | 0.6419% | 5.8119e-05
[5 empty] | 0.335 | 0.76117 | 0.50599 | 5.77 | 0.0023983 | 0.1294% | 0.6458% | 8.3577e-06 |  |  |  | 0.335 | 0.76117 | 0.50599 | 5.77 | 0.0034673 | 0.3738% | 0.6458% | 2.4136e-05 |  |  | 0.335 | 0.76117 | 0.50599 | 5.77 | 0.0043079 | 0.9262% | 0.6458% | 5.981e-05
[5 empty] | 0.34 | 0.77103 | 0.5089 | 5.9024 | 0.0024533 | 0.1324% | 0.6495% | 8.5986e-06 |  |  |  | 0.34 | 0.77103 | 0.5089 | 5.9024 | 0.0035468 | 0.3823% | 0.6495% | 2.4831e-05 |  |  | 0.34 | 0.77103 | 0.5089 | 5.9024 | 0.0044067 | 0.9473% | 0.6495% | 6.1528e-05
[5 empty] | 0.345 | 0.78082 | 0.51172 | 6.037 | 0.0025093 | 0.1354% | 0.6531% | 8.8433e-06 |  |  |  | 0.345 | 0.78082 | 0.51172 | 6.037 | 0.0036277 | 0.391% | 0.6531% | 2.5537e-05 |  |  | 0.345 | 0.78082 | 0.51172 | 6.037 | 0.0045073 | 0.9689% | 0.6531% | 6.3273e-05
[5 empty] | 0.35 | 0.79057 | 0.51444 | 6.174 | 0.0025662 | 0.1385% | 0.6565% | 9.092e-06 |  |  |  | 0.35 | 0.79057 | 0.51444 | 6.174 | 0.0037101 | 0.3999% | 0.6565% | 2.6254e-05 |  |  | 0.35 | 0.79057 | 0.51444 | 6.174 | 0.0046096 | 0.9907% | 0.6565% | 6.5046e-05
[5 empty] | 0.355 | 0.80026 | 0.51707 | 6.3134 | 0.0026242 | 0.1416% | 0.6599% | 9.3446e-06 |  |  |  | 0.355 | 0.80026 | 0.51707 | 6.3134 | 0.0037938 | 0.4089% | 0.6599% | 2.6983e-05 |  |  | 0.355 | 0.80026 | 0.51707 | 6.3134 | 0.0047136 | 1.013% | 0.6599% | 6.6847e-05
[5 empty] | 0.36 | 0.80991 | 0.51961 | 6.4552 | 0.0026831 | 0.1448% | 0.6631% | 9.6011e-06 |  |  |  | 0.36 | 0.80991 | 0.51961 | 6.4552 | 0.003879 | 0.4181% | 0.6631% | 2.7723e-05 |  |  | 0.36 | 0.80991 | 0.51961 | 6.4552 | 0.0048195 | 1.036% | 0.6631% | 6.8675e-05
[5 empty] | 0.365 | 0.81951 | 0.52205 | 6.5995 | 0.0027431 | 0.148% | 0.6663% | 9.8617e-06 |  |  |  | 0.365 | 0.81951 | 0.52205 | 6.5995 | 0.0039657 | 0.4274% | 0.6663% | 2.8475e-05 |  |  | 0.365 | 0.81951 | 0.52205 | 6.5995 | 0.0049272 | 1.059% | 0.6663% | 7.0532e-05
[5 empty] | 0.37 | 0.82907 | 0.5244 | 6.7463 | 0.0028041 | 0.1513% | 0.6693% | 1.0126e-05 |  |  |  | 0.37 | 0.82907 | 0.5244 | 6.7463 | 0.0040539 | 0.4369% | 0.6693% | 2.9238e-05 |  |  | 0.37 | 0.82907 | 0.5244 | 6.7463 | 0.0050368 | 1.082% | 0.6693% | 7.2418e-05
[5 empty] | 0.375 | 0.83858 | 0.52666 | 6.8957 | 0.0028662 | 0.1547% | 0.6721% | 1.0395e-05 |  |  |  | 0.375 | 0.83858 | 0.52666 | 6.8957 | 0.0041437 | 0.4465% | 0.6721% | 3.0013e-05 |  |  | 0.375 | 0.83858 | 0.52666 | 6.8957 | 0.0051484 | 1.106% | 0.6721% | 7.4331e-05
[5 empty] | 0.38 | 0.84805 | 0.52883 | 7.0478 | 0.0029294 | 0.1581% | 0.6749% | 1.0668e-05 |  |  |  | 0.38 | 0.84805 | 0.52883 | 7.0478 | 0.0042351 | 0.4563% | 0.6749% | 3.0799e-05 |  |  | 0.38 | 0.84805 | 0.52883 | 7.0478 | 0.0052619 | 1.13% | 0.6749% | 7.6274e-05
[5 empty] | 0.385 | 0.85749 | 0.5309 | 7.2026 | 0.0029938 | 0.1615% | 0.6776% | 1.0945e-05 |  |  |  | 0.385 | 0.85749 | 0.5309 | 7.2026 | 0.0043282 | 0.4663% | 0.6776% | 3.1598e-05 |  |  | 0.385 | 0.85749 | 0.5309 | 7.2026 | 0.0053775 | 1.155% | 0.6776% | 7.8246e-05
[5 empty] | 0.39 | 0.86689 | 0.53289 | 7.3602 | 0.0030593 | 0.1651% | 0.6801% | 1.1226e-05 |  |  |  | 0.39 | 0.86689 | 0.53289 | 7.3602 | 0.0044229 | 0.4765% | 0.6801% | 3.2408e-05 |  |  | 0.39 | 0.86689 | 0.53289 | 7.3602 | 0.0054952 | 1.18% | 0.6801% | 8.0246e-05
[5 empty] | 0.395 | 0.87626 | 0.53478 | 7.5207 | 0.003126 | 0.1687% | 0.6825% | 1.1511e-05 |  |  |  | 0.395 | 0.87626 | 0.53478 | 7.5207 | 0.0045193 | 0.4869% | 0.6825% | 3.3231e-05 |  |  | 0.395 | 0.87626 | 0.53478 | 7.5207 | 0.005615 | 1.206% | 0.6825% | 8.2277e-05
[5 empty] | 0.4 | 0.88559 | 0.53659 | 7.684 | 0.0031939 | 0.1723% | 0.6848% | 1.1801e-05 |  |  |  | 0.4 | 0.88559 | 0.53659 | 7.684 | 0.0046175 | 0.4974% | 0.6848% | 3.4065e-05 |  |  | 0.4 | 0.88559 | 0.53659 | 7.684 | 0.0057369 | 1.232% | 0.6848% | 8.4337e-05
[5 empty] | 0.405 | 0.89489 | 0.5383 | 7.8504 | 0.003263 | 0.176% | 0.687% | 1.2094e-05 |  |  |  | 0.405 | 0.89489 | 0.5383 | 7.8504 | 0.0047174 | 0.5082% | 0.687% | 3.4912e-05 |  |  | 0.405 | 0.89489 | 0.5383 | 7.8504 | 0.0058612 | 1.258% | 0.687% | 8.6426e-05
[5 empty] | 0.41 | 0.90417 | 0.53993 | 8.0199 | 0.0033335 | 0.1798% | 0.6891% | 1.2393e-05 |  |  |  | 0.41 | 0.90417 | 0.53993 | 8.0199 | 0.0048193 | 0.5191% | 0.6891% | 3.5772e-05 |  |  | 0.41 | 0.90417 | 0.53993 | 8.0199 | 0.0059877 | 1.285% | 0.6891% | 8.8546e-05
[5 empty] | 0.415 | 0.91341 | 0.54146 | 8.1925 | 0.0034052 | 0.1837% | 0.691% | 1.2695e-05 |  |  |  | 0.415 | 0.91341 | 0.54146 | 8.1925 | 0.004923 | 0.5303% | 0.691% | 3.6643e-05 |  |  | 0.415 | 0.91341 | 0.54146 | 8.1925 | 0.0061165 | 1.312% | 0.691% | 9.0697e-05
[5 empty] | 0.42 | 0.92264 | 0.54291 | 8.3683 | 0.0034783 | 0.1877% | 0.6929% | 1.3002e-05 |  |  |  | 0.42 | 0.92264 | 0.54291 | 8.3683 | 0.0050286 | 0.5416% | 0.6929% | 3.7528e-05 |  |  | 0.42 | 0.92264 | 0.54291 | 8.3683 | 0.0062478 | 1.34% | 0.6929% | 9.2877e-05
[5 empty] | 0.425 | 0.93183 | 0.54427 | 8.5474 | 0.0035527 | 0.1917% | 0.6946% | 1.3313e-05 |  |  |  | 0.425 | 0.93183 | 0.54427 | 8.5474 | 0.0051363 | 0.5532% | 0.6946% | 3.8424e-05 |  |  | 0.425 | 0.93183 | 0.54427 | 8.5474 | 0.0063815 | 1.369% | 0.6946% | 9.5089e-05
[5 empty] | 0.43 | 0.94101 | 0.54553 | 8.7299 | 0.0036286 | 0.1958% | 0.6962% | 1.3629e-05 |  |  |  | 0.43 | 0.94101 | 0.54553 | 8.7299 | 0.0052459 | 0.565% | 0.6962% | 3.9334e-05 |  |  | 0.43 | 0.94101 | 0.54553 | 8.7299 | 0.0065178 | 1.398% | 0.6962% | 9.7332e-05
[5 empty] | 0.435 | 0.95017 | 0.54672 | 8.9159 | 0.0037059 | 0.1999% | 0.6977% | 1.3949e-05 |  |  |  | 0.435 | 0.95017 | 0.54672 | 8.9159 | 0.0053577 | 0.577% | 0.6977% | 4.0257e-05 |  |  | 0.435 | 0.95017 | 0.54672 | 8.9159 | 0.0066567 | 1.428% | 0.6977% | 9.9605e-05
[5 empty] | 0.44 | 0.9593 | 0.54781 | 9.1055 | 0.0037847 | 0.2042% | 0.6991% | 1.4274e-05 |  |  |  | 0.44 | 0.9593 | 0.54781 | 9.1055 | 0.0054716 | 0.5892% | 0.6991% | 4.1192e-05 |  |  | 0.44 | 0.9593 | 0.54781 | 9.1055 | 0.0067982 | 1.458% | 0.6991% | 0.00010191
[5 empty] | 0.445 | 0.96842 | 0.54881 | 9.2987 | 0.003865 | 0.2085% | 0.7004% | 1.4603e-05 |  |  |  | 0.445 | 0.96842 | 0.54881 | 9.2987 | 0.0055877 | 0.6017% | 0.7004% | 4.2141e-05 |  |  | 0.445 | 0.96842 | 0.54881 | 9.2987 | 0.0069424 | 1.488% | 0.7004% | 0.00010425
[5 empty] | 0.45 | 0.97752 | 0.54973 | 9.4956 | 0.0039469 | 0.2129% | 0.7016% | 1.4937e-05 |  |  |  | 0.45 | 0.97752 | 0.54973 | 9.4956 | 0.0057061 | 0.6144% | 0.7016% | 4.3102e-05 |  |  | 0.45 | 0.97752 | 0.54973 | 9.4956 | 0.0070895 | 1.52% | 0.7016% | 0.00010662
[5 empty] | 0.455 | 0.98661 | 0.55056 | 9.6964 | 0.0040303 | 0.2174% | 0.7026% | 1.5275e-05 |  |  |  | 0.455 | 0.98661 | 0.55056 | 9.6964 | 0.0058267 | 0.6273% | 0.7026% | 4.4077e-05 |  |  | 0.455 | 0.98661 | 0.55056 | 9.6964 | 0.0072394 | 1.552% | 0.7026% | 0.00010902
[5 empty] | 0.46 | 0.99569 | 0.5513 | 9.9012 | 0.0041154 | 0.222% | 0.7036% | 1.5619e-05 |  |  |  | 0.46 | 0.99569 | 0.5513 | 9.9012 | 0.0059498 | 0.6405% | 0.7036% | 4.5066e-05 |  |  | 0.46 | 0.99569 | 0.5513 | 9.9012 | 0.0073923 | 1.584% | 0.7036% | 0.00011145
[5 empty] | 0.465 | 1.0048 | 0.55195 | 10.11 | 0.0042022 | 0.2267% | 0.7044% | 1.5967e-05 |  |  |  | 0.465 | 1.0048 | 0.55195 | 10.11 | 0.0060753 | 0.654% | 0.7044% | 4.6068e-05 |  |  | 0.465 | 1.0048 | 0.55195 | 10.11 | 0.0075482 | 1.617% | 0.7044% | 0.00011392
[5 empty] | 0.47 | 1.0138 | 0.55252 | 10.323 | 0.0042908 | 0.2314% | 0.7051% | 1.6319e-05 |  |  |  | 0.47 | 1.0138 | 0.55252 | 10.323 | 0.0062032 | 0.6677% | 0.7051% | 4.7083e-05 |  |  | 0.47 | 1.0138 | 0.55252 | 10.323 | 0.0077072 | 1.651% | 0.7051% | 0.00011642
[5 empty] | 0.475 | 1.0229 | 0.553 | 10.5403 | 0.0043811 | 0.2363% | 0.7058% | 1.6677e-05 |  |  |  | 0.475 | 1.0229 | 0.553 | 10.5403 | 0.0063338 | 0.6817% | 0.7058% | 4.8112e-05 |  |  | 0.475 | 1.0229 | 0.553 | 10.5403 | 0.0078694 | 1.685% | 0.7058% | 0.00011895
[5 empty] | 0.48 | 1.0319 | 0.55339 | 10.7619 | 0.0044732 | 0.2413% | 0.7063% | 1.7039e-05 |  |  |  | 0.48 | 1.0319 | 0.55339 | 10.7619 | 0.006467 | 0.696% | 0.7063% | 4.9155e-05 |  |  | 0.48 | 1.0319 | 0.55339 | 10.7619 | 0.0080349 | 1.721% | 0.7063% | 0.00012152
[5 empty] | 0.485 | 1.0409 | 0.55369 | 10.9881 | 0.0045672 | 0.2463% | 0.7066% | 1.7406e-05 |  |  |  | 0.485 | 1.0409 | 0.55369 | 10.9881 | 0.0066029 | 0.7106% | 0.7066% | 5.0212e-05 |  |  | 0.485 | 1.0409 | 0.55369 | 10.9881 | 0.0082038 | 1.756% | 0.7066% | 0.00012412
[5 empty] | 0.49 | 1.05 | 0.55391 | 11.2189 | 0.0046631 | 0.2515% | 0.7069% | 1.7779e-05 |  |  |  | 0.49 | 1.05 | 0.55391 | 11.2189 | 0.0067416 | 0.7254% | 0.7069% | 5.1283e-05 |  |  | 0.49 | 1.05 | 0.55391 | 11.2189 | 0.0083761 | 1.793% | 0.7069% | 0.00012675
[5 empty] | 0.495 | 1.059 | 0.55404 | 11.4545 | 0.0047611 | 0.2568% | 0.7071% | 1.8156e-05 |  |  |  | 0.495 | 1.059 | 0.55404 | 11.4545 | 0.0068832 | 0.7406% | 0.7071% | 5.2369e-05 |  |  | 0.495 | 1.059 | 0.55404 | 11.4545 | 0.008552 | 1.83% | 0.7071% | 0.00012942
[5 empty] | 0.5 | 1.068 | 0.55409 | 11.695 | 0.004861 | 0.2622% | 0.7071% | 1.8538e-05 |  |  |  | 0.5 | 1.068 | 0.55409 | 11.695 | 0.0070277 | 0.7561% | 0.7071% | 5.3468e-05 |  |  | 0.5 | 1.068 | 0.55409 | 11.695 | 0.0087315 | 1.868% | 0.7071% | 0.00013212
[5 empty] | 0.505 | 1.077 | 0.55404 | 11.9405 | 0.0049631 | 0.2676% | 0.7071% | 1.8925e-05 |  |  |  | 0.505 | 1.077 | 0.55404 | 11.9405 | 0.0071752 | 0.7719% | 0.7071% | 5.4582e-05 |  |  | 0.505 | 1.077 | 0.55404 | 11.9405 | 0.0089149 | 1.907% | 0.7071% | 0.00013486
[5 empty] | 0.51 | 1.086 | 0.55391 | 12.1913 | 0.0050673 | 0.2733% | 0.7069% | 1.9317e-05 |  |  |  | 0.51 | 1.086 | 0.55391 | 12.1913 | 0.0073259 | 0.7881% | 0.7069% | 5.5711e-05 |  |  | 0.51 | 1.086 | 0.55391 | 12.1913 | 0.0091021 | 1.947% | 0.7069% | 0.00013763
[5 empty] | 0.515 | 1.0951 | 0.55369 | 12.4474 | 0.0051738 | 0.279% | 0.7066% | 1.9715e-05 |  |  |  | 0.515 | 1.0951 | 0.55369 | 12.4474 | 0.0074798 | 0.8046% | 0.7066% | 5.6854e-05 |  |  | 0.515 | 1.0951 | 0.55369 | 12.4474 | 0.0092933 | 1.987% | 0.7066% | 0.00014043
[5 empty] | 0.52 | 1.1041 | 0.55339 | 12.709 | 0.0052825 | 0.2848% | 0.7063% | 2.0118e-05 |  |  |  | 0.52 | 1.1041 | 0.55339 | 12.709 | 0.007637 | 0.8214% | 0.7063% | 5.8012e-05 |  |  | 0.52 | 1.1041 | 0.55339 | 12.709 | 0.0094886 | 2.029% | 0.7063% | 0.00014328
[5 empty] | 0.525 | 1.1131 | 0.553 | 12.9762 | 0.0053936 | 0.2908% | 0.7058% | 2.0525e-05 |  |  |  | 0.525 | 1.1131 | 0.553 | 12.9762 | 0.0077976 | 0.8386% | 0.7058% | 5.9185e-05 |  |  | 0.525 | 1.1131 | 0.553 | 12.9762 | 0.0096881 | 2.071% | 0.7058% | 0.00014615
[5 empty] | 0.53 | 1.1222 | 0.55252 | 13.2493 | 0.0055071 | 0.2969% | 0.7051% | 2.0939e-05 |  |  |  | 0.53 | 1.1222 | 0.55252 | 13.2493 | 0.0079617 | 0.8562% | 0.7051% | 6.0373e-05 |  |  | 0.53 | 1.1222 | 0.55252 | 13.2493 | 0.009892 | 2.114% | 0.7051% | 0.00014907
[5 empty] | 0.535 | 1.1312 | 0.55195 | 13.5285 | 0.0056231 | 0.3032% | 0.7044% | 2.1357e-05 |  |  |  | 0.535 | 1.1312 | 0.55195 | 13.5285 | 0.0081294 | 0.8741% | 0.7044% | 6.1576e-05 |  |  | 0.535 | 1.1312 | 0.55195 | 13.5285 | 0.0101 | 2.158% | 0.7044% | 0.00015202
[5 empty] | 0.54 | 1.1403 | 0.5513 | 13.8138 | 0.0057417 | 0.3096% | 0.7036% | 2.1781e-05 |  |  |  | 0.54 | 1.1403 | 0.5513 | 13.8138 | 0.0083009 | 0.8925% | 0.7036% | 6.2794e-05 |  |  | 0.54 | 1.1403 | 0.5513 | 13.8138 | 0.010313 | 2.203% | 0.7036% | 0.000155
[5 empty] | 0.545 | 1.1494 | 0.55056 | 14.1055 | 0.0058629 | 0.3161% | 0.7026% | 2.221e-05 |  |  |  | 0.545 | 1.1494 | 0.55056 | 14.1055 | 0.0084762 | 0.9113% | 0.7026% | 6.4028e-05 |  |  | 0.545 | 1.1494 | 0.55056 | 14.1055 | 0.010531 | 2.249% | 0.7026% | 0.00015803
[5 empty] | 0.55 | 1.1585 | 0.54973 | 14.4038 | 0.0059869 | 0.3228% | 0.7016% | 2.2645e-05 |  |  |  | 0.55 | 1.1585 | 0.54973 | 14.4038 | 0.0086554 | 0.9304% | 0.7016% | 6.5277e-05 |  |  | 0.55 | 1.1585 | 0.54973 | 14.4038 | 0.010754 | 2.296% | 0.7016% | 0.00016109
[5 empty] | 0.555 | 1.1676 | 0.54881 | 14.7089 | 0.0061137 | 0.3296% | 0.7004% | 2.3085e-05 |  |  |  | 0.555 | 1.1676 | 0.54881 | 14.7089 | 0.0088388 | 0.95% | 0.7004% | 6.6542e-05 |  |  | 0.555 | 1.1676 | 0.54881 | 14.7089 | 0.010982 | 2.344% | 0.7004% | 0.00016419
[5 empty] | 0.56 | 1.1767 | 0.54781 | 15.021 | 0.0062435 | 0.3366% | 0.6991% | 2.3531e-05 |  |  |  | 0.56 | 1.1767 | 0.54781 | 15.021 | 0.0090263 | 0.9701% | 0.6991% | 6.7823e-05 |  |  | 0.56 | 1.1767 | 0.54781 | 15.021 | 0.011215 | 2.393% | 0.6991% | 0.00016732
[5 empty] | 0.565 | 1.1858 | 0.54672 | 15.3403 | 0.0063762 | 0.3437% | 0.6977% | 2.3983e-05 |  |  |  | 0.565 | 1.1858 | 0.54672 | 15.3403 | 0.0092182 | 0.9906% | 0.6977% | 6.912e-05 |  |  | 0.565 | 1.1858 | 0.54672 | 15.3403 | 0.011453 | 2.444% | 0.6977% | 0.00017049
[5 empty] | 0.57 | 1.195 | 0.54553 | 15.6671 | 0.006512 | 0.351% | 0.6962% | 2.444e-05 |  |  |  | 0.57 | 1.195 | 0.54553 | 15.6671 | 0.0094146 | 1.012% | 0.6962% | 7.0432e-05 |  |  | 0.57 | 1.195 | 0.54553 | 15.6671 | 0.011697 | 2.495% | 0.6962% | 0.0001737
[5 empty] | 0.575 | 1.2042 | 0.54427 | 16.0017 | 0.0066511 | 0.3585% | 0.6946% | 2.4903e-05 |  |  |  | 0.575 | 1.2042 | 0.54427 | 16.0017 | 0.0096156 | 1.033% | 0.6946% | 7.1761e-05 |  |  | 0.575 | 1.2042 | 0.54427 | 16.0017 | 0.011947 | 2.548% | 0.6946% | 0.00017695
[5 empty] | 0.58 | 1.2134 | 0.54291 | 16.3442 | 0.0067935 | 0.3662% | 0.6929% | 2.5371e-05 |  |  |  | 0.58 | 1.2134 | 0.54291 | 16.3442 | 0.0098215 | 1.055% | 0.6929% | 7.3106e-05 |  |  | 0.58 | 1.2134 | 0.54291 | 16.3442 | 0.012203 | 2.601% | 0.6929% | 0.00018024
[5 empty] | 0.585 | 1.2226 | 0.54146 | 16.695 | 0.0069393 | 0.374% | 0.691% | 2.5846e-05 |  |  |  | 0.585 | 1.2226 | 0.54146 | 16.695 | 0.010032 | 1.078% | 0.691% | 7.4468e-05 |  |  | 0.585 | 1.2226 | 0.54146 | 16.695 | 0.012465 | 2.656% | 0.691% | 0.00018357
[5 empty] | 0.59 | 1.2318 | 0.53993 | 17.0542 | 0.0070886 | 0.3821% | 0.6891% | 2.6326e-05 |  |  |  | 0.59 | 1.2318 | 0.53993 | 17.0542 | 0.010248 | 1.101% | 0.6891% | 7.5846e-05 |  |  | 0.59 | 1.2318 | 0.53993 | 17.0542 | 0.012733 | 2.713% | 0.6891% | 0.00018693
[5 empty] | 0.595 | 1.2411 | 0.5383 | 17.4224 | 0.0072416 | 0.3903% | 0.687% | 2.6812e-05 |  |  |  | 0.595 | 1.2411 | 0.5383 | 17.4224 | 0.010469 | 1.124% | 0.687% | 7.7241e-05 |  |  | 0.595 | 1.2411 | 0.5383 | 17.4224 | 0.013008 | 2.771% | 0.687% | 0.00019034
[5 empty] | 0.6 | 1.2504 | 0.53659 | 17.7996 | 0.0073984 | 0.3987% | 0.6848% | 2.7304e-05 |  |  |  | 0.6 | 1.2504 | 0.53659 | 17.7996 | 0.010696 | 1.149% | 0.6848% | 7.8652e-05 |  |  | 0.6 | 1.2504 | 0.53659 | 17.7996 | 0.013289 | 2.83% | 0.6848% | 0.00019378
[5 empty] | 0.605 | 1.2597 | 0.53478 | 18.1863 | 0.0075591 | 0.4074% | 0.6825% | 2.7803e-05 |  |  |  | 0.605 | 1.2597 | 0.53478 | 18.1863 | 0.010928 | 1.173% | 0.6825% | 8.008e-05 |  |  | 0.605 | 1.2597 | 0.53478 | 18.1863 | 0.013578 | 2.89% | 0.6825% | 0.00019726
[5 empty] | 0.61 | 1.2691 | 0.53289 | 18.5827 | 0.0077239 | 0.4162% | 0.6801% | 2.8307e-05 |  |  |  | 0.61 | 1.2691 | 0.53289 | 18.5827 | 0.011167 | 1.199% | 0.6801% | 8.1526e-05 |  |  | 0.61 | 1.2691 | 0.53289 | 18.5827 | 0.013874 | 2.952% | 0.6801% | 0.00020078
[5 empty] | 0.615 | 1.2785 | 0.5309 | 18.9893 | 0.0078929 | 0.4253% | 0.6776% | 2.8817e-05 |  |  |  | 0.615 | 1.2785 | 0.5309 | 18.9893 | 0.011411 | 1.225% | 0.6776% | 8.2989e-05 |  |  | 0.615 | 1.2785 | 0.5309 | 18.9893 | 0.014178 | 3.016% | 0.6776% | 0.00020435
[5 empty] | 0.62 | 1.2879 | 0.52883 | 19.4065 | 0.0080663 | 0.4346% | 0.6749% | 2.9334e-05 |  |  |  | 0.62 | 1.2879 | 0.52883 | 19.4065 | 0.011662 | 1.252% | 0.6749% | 8.4468e-05 |  |  | 0.62 | 1.2879 | 0.52883 | 19.4065 | 0.014489 | 3.081% | 0.6749% | 0.00020795
[5 empty] | 0.625 | 1.2974 | 0.52666 | 19.8345 | 0.0082442 | 0.4442% | 0.6721% | 2.9856e-05 |  |  |  | 0.625 | 1.2974 | 0.52666 | 19.8345 | 0.011919 | 1.279% | 0.6721% | 8.5966e-05 |  |  | 0.625 | 1.2974 | 0.52666 | 19.8345 | 0.014809 | 3.148% | 0.6721% | 0.00021159
[5 empty] | 0.63 | 1.3069 | 0.5244 | 20.2738 | 0.0084268 | 0.454% | 0.6693% | 3.0385e-05 |  |  |  | 0.63 | 1.3069 | 0.5244 | 20.2738 | 0.012183 | 1.307% | 0.6693% | 8.748e-05 |  |  | 0.63 | 1.3069 | 0.5244 | 20.2738 | 0.015136 | 3.217% | 0.6693% | 0.00021527
[5 empty] | 0.635 | 1.3165 | 0.52205 | 20.7248 | 0.0086143 | 0.4641% | 0.6663% | 3.092e-05 |  |  |  | 0.635 | 1.3165 | 0.52205 | 20.7248 | 0.012454 | 1.336% | 0.6663% | 8.9013e-05 |  |  | 0.635 | 1.3165 | 0.52205 | 20.7248 | 0.015473 | 3.287% | 0.6663% | 0.000219
[5 empty] | 0.64 | 1.3261 | 0.51961 | 21.188 | 0.0088068 | 0.4744% | 0.6631% | 3.1462e-05 |  |  |  | 0.64 | 1.3261 | 0.51961 | 21.188 | 0.012732 | 1.366% | 0.6631% | 9.0563e-05 |  |  | 0.64 | 1.3261 | 0.51961 | 21.188 | 0.015819 | 3.359% | 0.6631% | 0.00022276
[5 empty] | 0.645 | 1.3357 | 0.51707 | 21.6639 | 0.0090046 | 0.4851% | 0.6599% | 3.201e-05 |  |  |  | 0.645 | 1.3357 | 0.51707 | 21.6639 | 0.013018 | 1.396% | 0.6599% | 9.2131e-05 |  |  | 0.645 | 1.3357 | 0.51707 | 21.6639 | 0.016174 | 3.433% | 0.6599% | 0.00022657
[5 empty] | 0.65 | 1.3454 | 0.51444 | 22.1529 | 0.0092079 | 0.496% | 0.6565% | 3.2564e-05 |  |  |  | 0.65 | 1.3454 | 0.51444 | 22.1529 | 0.013312 | 1.427% | 0.6565% | 9.3717e-05 |  |  | 0.65 | 1.3454 | 0.51444 | 22.1529 | 0.016539 | 3.509% | 0.6565% | 0.00023041
[5 empty] | 0.655 | 1.3552 | 0.51172 | 22.6556 | 0.0094168 | 0.5072% | 0.6531% | 3.3125e-05 |  |  |  | 0.655 | 1.3552 | 0.51172 | 22.6556 | 0.013614 | 1.46% | 0.6531% | 9.532e-05 |  |  | 0.655 | 1.3552 | 0.51172 | 22.6556 | 0.016915 | 3.588% | 0.6531% | 0.0002343
[5 empty] | 0.66 | 1.365 | 0.5089 | 23.1725 | 0.0096317 | 0.5188% | 0.6495% | 3.3692e-05 |  |  |  | 0.66 | 1.365 | 0.5089 | 23.1725 | 0.013925 | 1.493% | 0.6495% | 9.6942e-05 |  |  | 0.66 | 1.365 | 0.5089 | 23.1725 | 0.017301 | 3.668% | 0.6495% | 0.00023823
[5 empty] | 0.665 | 1.3748 | 0.50599 | 23.7043 | 0.0098527 | 0.5306% | 0.6458% | 3.4266e-05 |  |  |  | 0.665 | 1.3748 | 0.50599 | 23.7043 | 0.014244 | 1.527% | 0.6458% | 9.8582e-05 |  |  | 0.665 | 1.3748 | 0.50599 | 23.7043 | 0.017698 | 3.751% | 0.6458% | 0.0002422
[5 empty] | 0.67 | 1.3847 | 0.50298 | 24.2514 | 0.01008 | 0.5428% | 0.6419% | 3.4847e-05 |  |  |  | 0.67 | 1.3847 | 0.50298 | 24.2514 | 0.014573 | 1.562% | 0.6419% | 0.00010024 |  |  | 0.67 | 1.3847 | 0.50298 | 24.2514 | 0.018106 | 3.835% | 0.6419% | 0.00024621
[5 empty] | 0.675 | 1.3947 | 0.49988 | 24.8147 | 0.010314 | 0.5554% | 0.638% | 3.5434e-05 |  |  |  | 0.675 | 1.3947 | 0.49988 | 24.8147 | 0.014912 | 1.598% | 0.638% | 0.00010192 |  |  | 0.675 | 1.3947 | 0.49988 | 24.8147 | 0.018527 | 3.923% | 0.638% | 0.00025026
[5 empty] | 0.68 | 1.4047 | 0.49668 | 25.3947 | 0.010555 | 0.5684% | 0.6339% | 3.6028e-05 |  |  |  | 0.68 | 1.4047 | 0.49668 | 25.3947 | 0.01526 | 1.635% | 0.6339% | 0.00010361 |  |  | 0.68 | 1.4047 | 0.49668 | 25.3947 | 0.01896 | 4.013% | 0.6339% | 0.00025435
[5 empty] | 0.685 | 1.4148 | 0.49339 | 25.9922 | 0.010804 | 0.5817% | 0.6297% | 3.6628e-05 |  |  |  | 0.685 | 1.4148 | 0.49339 | 25.9922 | 0.015619 | 1.673% | 0.6297% | 0.00010533 |  |  | 0.685 | 1.4148 | 0.49339 | 25.9922 | 0.019406 | 4.105% | 0.6297% | 0.00025848
[5 empty] | 0.69 | 1.425 | 0.48999 | 26.608 | 0.01106 | 0.5954% | 0.6253% | 3.7235e-05 |  |  |  | 0.69 | 1.425 | 0.48999 | 26.608 | 0.015989 | 1.712% | 0.6253% | 0.00010706 |  |  | 0.69 | 1.425 | 0.48999 | 26.608 | 0.019866 | 4.2% | 0.6253% | 0.00026266
[5 empty] | 0.695 | 1.4353 | 0.4865 | 27.2429 | 0.011324 | 0.6096% | 0.6209% | 3.7849e-05 |  |  |  | 0.695 | 1.4353 | 0.4865 | 27.2429 | 0.016371 | 1.752% | 0.6209% | 0.00010881 |  |  | 0.695 | 1.4353 | 0.4865 | 27.2429 | 0.02034 | 4.298% | 0.6209% | 0.00026687
[5 empty] | 0.7 | 1.4456 | 0.48291 | 27.8977 | 0.011596 | 0.6242% | 0.6163% | 3.847e-05 |  |  |  | 0.7 | 1.4456 | 0.48291 | 27.8977 | 0.016764 | 1.794% | 0.6163% | 0.00011058 |  |  | 0.7 | 1.4456 | 0.48291 | 27.8977 | 0.020829 | 4.399% | 0.6163% | 0.00027113
[5 empty] | 0.705 | 1.456 | 0.47921 | 28.5734 | 0.011877 | 0.6393% | 0.6116% | 3.9098e-05 |  |  |  | 0.705 | 1.456 | 0.47921 | 28.5734 | 0.01717 | 1.837% | 0.6116% | 0.00011237 |  |  | 0.705 | 1.456 | 0.47921 | 28.5734 | 0.021333 | 4.503% | 0.6116% | 0.00027542
[5 empty] | 0.71 | 1.4664 | 0.47542 | 29.271 | 0.012166 | 0.6548% | 0.6067% | 3.9732e-05 |  |  |  | 0.71 | 1.4664 | 0.47542 | 29.271 | 0.017589 | 1.882% | 0.6067% | 0.00011417 |  |  | 0.71 | 1.4664 | 0.47542 | 29.271 | 0.021854 | 4.611% | 0.6067% | 0.00027976
[5 empty] | 0.715 | 1.477 | 0.47153 | 29.9914 | 0.012466 | 0.6709% | 0.6018% | 4.0373e-05 |  |  |  | 0.715 | 1.477 | 0.47153 | 29.9914 | 0.018022 | 1.928% | 0.6018% | 0.000116 |  |  | 0.715 | 1.477 | 0.47153 | 29.9914 | 0.022392 | 4.722% | 0.6018% | 0.00028413
[5 empty] | 0.72 | 1.4876 | 0.46753 | 30.7359 | 0.012775 | 0.6875% | 0.5967% | 4.1022e-05 |  |  |  | 0.72 | 1.4876 | 0.46753 | 30.7359 | 0.01847 | 1.975% | 0.5967% | 0.00011784 |  |  | 0.72 | 1.4876 | 0.46753 | 30.7359 | 0.022948 | 4.836% | 0.5967% | 0.00028854
[5 empty] | 0.725 | 1.4984 | 0.46343 | 31.5056 | 0.013095 | 0.7047% | 0.5914% | 4.1676e-05 |  |  |  | 0.725 | 1.4984 | 0.46343 | 31.5056 | 0.018932 | 2.024% | 0.5914% | 0.0001197 |  |  | 0.725 | 1.4984 | 0.46343 | 31.5056 | 0.023522 | 4.954% | 0.5914% | 0.000293
[5 empty] | 0.73 | 1.5092 | 0.45923 | 32.3017 | 0.013426 | 0.7224% | 0.5861% | 4.2338e-05 |  |  |  | 0.73 | 1.5092 | 0.45923 | 32.3017 | 0.019411 | 2.075% | 0.5861% | 0.00012158 |  |  | 0.73 | 1.5092 | 0.45923 | 32.3017 | 0.024117 | 5.076% | 0.5861% | 0.00029749
[5 empty] | 0.735 | 1.5202 | 0.45492 | 33.1256 | 0.013769 | 0.7408% | 0.5806% | 4.3007e-05 |  |  |  | 0.735 | 1.5202 | 0.45492 | 33.1256 | 0.019906 | 2.127% | 0.5806% | 0.00012348 |  |  | 0.735 | 1.5202 | 0.45492 | 33.1256 | 0.024732 | 5.202% | 0.5806% | 0.00030201
[5 empty] | 0.74 | 1.5312 | 0.45051 | 33.9789 | 0.014123 | 0.7598% | 0.575% | 4.3682e-05 |  |  |  | 0.74 | 1.5312 | 0.45051 | 33.9789 | 0.020418 | 2.181% | 0.575% | 0.0001254 |  |  | 0.74 | 1.5312 | 0.45051 | 33.9789 | 0.025369 | 5.332% | 0.575% | 0.00030658
[5 empty] | 0.745 | 1.5424 | 0.44599 | 34.8629 | 0.014491 | 0.7794% | 0.5692% | 4.4365e-05 |  |  |  | 0.745 | 1.5424 | 0.44599 | 34.8629 | 0.02095 | 2.237% | 0.5692% | 0.00012733 |  |  | 0.745 | 1.5424 | 0.44599 | 34.8629 | 0.026029 | 5.467% | 0.5692% | 0.00031118
[5 empty] | 0.75 | 1.5536 | 0.44136 | 35.7794 | 0.014872 | 0.7999% | 0.5633% | 4.5054e-05 |  |  |  | 0.75 | 1.5536 | 0.44136 | 35.7794 | 0.0215 | 2.295% | 0.5633% | 0.00012929 |  |  | 0.75 | 1.5536 | 0.44136 | 35.7794 | 0.026713 | 5.607% | 0.5633% | 0.00031581
[5 empty] | 0.755 | 1.565 | 0.43662 | 36.7301 | 0.015267 | 0.821% | 0.5572% | 4.5749e-05 |  |  |  | 0.755 | 1.565 | 0.43662 | 36.7301 | 0.022072 | 2.356% | 0.5572% | 0.00013126 |  |  | 0.755 | 1.565 | 0.43662 | 36.7301 | 0.027423 | 5.751% | 0.5572% | 0.00032048
[5 empty] | 0.76 | 1.5765 | 0.43177 | 37.7171 | 0.015677 | 0.843% | 0.551% | 4.6452e-05 |  |  |  | 0.76 | 1.5765 | 0.43177 | 37.7171 | 0.022665 | 2.418% | 0.551% | 0.00013324 |  |  | 0.76 | 1.5765 | 0.43177 | 37.7171 | 0.02816 | 5.901% | 0.551% | 0.00032518
[5 empty] | 0.765 | 1.5882 | 0.42681 | 38.7423 | 0.016103 | 0.8658% | 0.5447% | 4.7161e-05 |  |  |  | 0.765 | 1.5882 | 0.42681 | 38.7423 | 0.023281 | 2.483% | 0.5447% | 0.00013525 |  |  | 0.765 | 1.5882 | 0.42681 | 38.7423 | 0.028925 | 6.057% | 0.5447% | 0.00032991
[5 empty] | 0.77 | 1.6 | 0.42173 | 39.8079 | 0.016546 | 0.8895% | 0.5382% | 4.7876e-05 |  |  |  | 0.77 | 1.6 | 0.42173 | 39.8079 | 0.023921 | 2.55% | 0.5382% | 0.00013727 |  |  | 0.77 | 1.6 | 0.42173 | 39.8079 | 0.029721 | 6.218% | 0.5382% | 0.00033467
[5 empty] | 0.775 | 1.6119 | 0.41655 | 40.9165 | 0.017007 | 0.9142% | 0.5316% | 4.8598e-05 |  |  |  | 0.775 | 1.6119 | 0.41655 | 40.9165 | 0.024587 | 2.62% | 0.5316% | 0.00013931 |  |  | 0.775 | 1.6119 | 0.41655 | 40.9165 | 0.030548 | 6.385% | 0.5316% | 0.00033946
[5 empty] | 0.78 | 1.624 | 0.41124 | 42.0706 | 0.017487 | 0.9398% | 0.5248% | 4.9326e-05 |  |  |  | 0.78 | 1.624 | 0.41124 | 42.0706 | 0.025281 | 2.693% | 0.5248% | 0.00014136 |  |  | 0.78 | 1.624 | 0.41124 | 42.0706 | 0.03141 | 6.56% | 0.5248% | 0.00034427
[5 empty] | 0.785 | 1.6362 | 0.40582 | 43.2731 | 0.017986 | 0.9666% | 0.5179% | 5.0061e-05 |  |  |  | 0.785 | 1.6362 | 0.40582 | 43.2731 | 0.026003 | 2.769% | 0.5179% | 0.00014343 |  |  | 0.785 | 1.6362 | 0.40582 | 43.2731 | 0.032308 | 6.741% | 0.5179% | 0.00034911
[5 empty] | 0.79 | 1.6486 | 0.40028 | 44.527 | 0.018508 | 0.9944% | 0.5108% | 5.0801e-05 |  |  |  | 0.79 | 1.6486 | 0.40028 | 44.527 | 0.026757 | 2.848% | 0.5108% | 0.00014551 |  |  | 0.79 | 1.6486 | 0.40028 | 44.527 | 0.033244 | 6.929% | 0.5108% | 0.00035397
[5 empty] | 0.795 | 1.6612 | 0.39462 | 45.8357 | 0.019052 | 1.024% | 0.5036% | 5.1547e-05 |  |  |  | 0.795 | 1.6612 | 0.39462 | 45.8357 | 0.027543 | 2.931% | 0.5036% | 0.00014761 |  |  | 0.795 | 1.6612 | 0.39462 | 45.8357 | 0.034221 | 7.125% | 0.5036% | 0.00035884
[5 empty] | 0.8 | 1.674 | 0.38884 | 47.2027 | 0.01962 | 1.054% | 0.4962% | 5.2298e-05 |  |  |  | 0.8 | 1.674 | 0.38884 | 47.2027 | 0.028365 | 3.017% | 0.4962% | 0.00014971 |  |  | 0.8 | 1.674 | 0.38884 | 47.2027 | 0.035242 | 7.33% | 0.4962% | 0.00036373
[5 empty] | 0.805 | 1.6869 | 0.38293 | 48.6323 | 0.020214 | 1.086% | 0.4887% | 5.3055e-05 |  |  |  | 0.805 | 1.6869 | 0.38293 | 48.6323 | 0.029224 | 3.107% | 0.4887% | 0.00015184 |  |  | 0.805 | 1.6869 | 0.38293 | 48.6323 | 0.036309 | 7.543% | 0.4887% | 0.00036864
[5 empty] | 0.81 | 1.7001 | 0.3769 | 50.1286 | 0.020836 | 1.119% | 0.481% | 5.3817e-05 |  |  |  | 0.81 | 1.7001 | 0.3769 | 50.1286 | 0.030123 | 3.201% | 0.481% | 0.00015397 |  |  | 0.81 | 1.7001 | 0.3769 | 50.1286 | 0.037426 | 7.766% | 0.481% | 0.00037355
[5 empty] | 0.815 | 1.7135 | 0.37074 | 51.6965 | 0.021488 | 1.154% | 0.4731% | 5.4583e-05 |  |  |  | 0.815 | 1.7135 | 0.37074 | 51.6965 | 0.031065 | 3.299% | 0.4731% | 0.00015611 |  |  | 0.815 | 1.7135 | 0.37074 | 51.6965 | 0.038597 | 7.999% | 0.4731% | 0.00037846
[5 empty] | 0.82 | 1.7271 | 0.36444 | 53.3412 | 0.022171 | 1.19% | 0.4651% | 5.5354e-05 |  |  |  | 0.82 | 1.7271 | 0.36444 | 53.3412 | 0.032054 | 3.403% | 0.4651% | 0.00015826 |  |  | 0.82 | 1.7271 | 0.36444 | 53.3412 | 0.039825 | 8.243% | 0.4651% | 0.00038337
[5 empty] | 0.825 | 1.7409 | 0.35802 | 55.0686 | 0.022889 | 1.228% | 0.4569% | 5.6128e-05 |  |  |  | 0.825 | 1.7409 | 0.35802 | 55.0686 | 0.033092 | 3.511% | 0.4569% | 0.00016041 |  |  | 0.825 | 1.7409 | 0.35802 | 55.0686 | 0.041115 | 8.498% | 0.4569% | 0.00038828
[5 empty] | 0.83 | 1.755 | 0.35146 | 56.8852 | 0.023644 | 1.269% | 0.4485% | 5.6906e-05 |  |  |  | 0.83 | 1.755 | 0.35146 | 56.8852 | 0.034183 | 3.624% | 0.4485% | 0.00016257 |  |  | 0.83 | 1.755 | 0.35146 | 56.8852 | 0.042471 | 8.765% | 0.4485% | 0.00039317
[5 empty] | 0.835 | 1.7694 | 0.34477 | 58.7979 | 0.024439 | 1.311% | 0.44% | 5.7687e-05 |  |  |  | 0.835 | 1.7694 | 0.34477 | 58.7979 | 0.035333 | 3.744% | 0.44% | 0.00016474 |  |  | 0.835 | 1.7694 | 0.34477 | 58.7979 | 0.043899 | 9.046% | 0.44% | 0.00039805
[5 empty] | 0.84 | 1.784 | 0.33793 | 60.8149 | 0.025278 | 1.356% | 0.4313% | 5.847e-05 |  |  |  | 0.84 | 1.784 | 0.33793 | 60.8149 | 0.036545 | 3.87% | 0.4313% | 0.0001669 |  |  | 0.84 | 1.784 | 0.33793 | 60.8149 | 0.045405 | 9.342% | 0.4313% | 0.0004029
[5 empty] | 0.845 | 1.799 | 0.33096 | 62.9448 | 0.026163 | 1.403% | 0.4224% | 5.9254e-05 |  |  |  | 0.845 | 1.799 | 0.33096 | 62.9448 | 0.037824 | 4.003% | 0.4224% | 0.00016907 |  |  | 0.845 | 1.799 | 0.33096 | 62.9448 | 0.046995 | 9.653% | 0.4224% | 0.00040771
[5 empty] | 0.85 | 1.8142 | 0.32383 | 65.1977 | 0.027099 | 1.453% | 0.4133% | 6.0038e-05 |  |  |  | 0.85 | 1.8142 | 0.32383 | 65.1977 | 0.039178 | 4.143% | 0.4133% | 0.00017122 |  |  | 0.85 | 1.8142 | 0.32383 | 65.1977 | 0.048677 | 9.98% | 0.4133% | 0.00041247
[5 empty] | 0.855 | 1.8298 | 0.31656 | 67.5846 | 0.028092 | 1.505% | 0.404% | 6.0822e-05 |  |  |  | 0.855 | 1.8298 | 0.31656 | 67.5846 | 0.040613 | 4.291% | 0.404% | 0.00017337 |  |  | 0.855 | 1.8298 | 0.31656 | 67.5846 | 0.050459 | 10.33% | 0.404% | 0.00041718
[5 empty] | 0.86 | 1.8458 | 0.30913 | 70.1181 | 0.029145 | 1.561% | 0.3945% | 6.1605e-05 |  |  |  | 0.86 | 1.8458 | 0.30913 | 70.1181 | 0.042135 | 4.449% | 0.3945% | 0.00017551 |  |  | 0.86 | 1.8458 | 0.30913 | 70.1181 | 0.05235 | 10.69% | 0.3945% | 0.00042182
[5 empty] | 0.865 | 1.8622 | 0.30155 | 72.8123 | 0.030264 | 1.621% | 0.3849% | 6.2385e-05 |  |  |  | 0.865 | 1.8622 | 0.30155 | 72.8123 | 0.043754 | 4.616% | 0.3849% | 0.00017763 |  |  | 0.865 | 1.8622 | 0.30155 | 72.8123 | 0.054362 | 11.08% | 0.3849% | 0.00042638
[5 empty] | 0.87 | 1.879 | 0.29381 | 75.6836 | 0.031458 | 1.684% | 0.375% | 6.316e-05 |  |  |  | 0.87 | 1.879 | 0.29381 | 75.6836 | 0.045479 | 4.793% | 0.375% | 0.00017973 |  |  | 0.87 | 1.879 | 0.29381 | 75.6836 | 0.056506 | 11.49% | 0.375% | 0.00043084
[5 empty] | 0.875 | 1.8963 | 0.28591 | 78.7502 | 0.032733 | 1.752% | 0.3649% | 6.3929e-05 |  |  |  | 0.875 | 1.8963 | 0.28591 | 78.7502 | 0.047322 | 4.982% | 0.3649% | 0.0001818 |  |  | 0.875 | 1.8963 | 0.28591 | 78.7502 | 0.058795 | 11.93% | 0.3649% | 0.00043518
[5 empty] | 0.88 | 1.914 | 0.27783 | 82.0334 | 0.034097 | 1.824% | 0.3546% | 6.469e-05 |  |  |  | 0.88 | 1.914 | 0.27783 | 82.0334 | 0.049295 | 5.185% | 0.3546% | 0.00018384 |  |  | 0.88 | 1.914 | 0.27783 | 82.0334 | 0.061247 | 12.39% | 0.3546% | 0.00043938
[5 empty] | 0.885 | 1.9323 | 0.26959 | 85.5576 | 0.035562 | 1.902% | 0.3441% | 6.544e-05 |  |  |  | 0.885 | 1.9323 | 0.26959 | 85.5576 | 0.051413 | 5.401% | 0.3441% | 0.00018583 |  |  | 0.885 | 1.9323 | 0.26959 | 85.5576 | 0.063878 | 12.89% | 0.3441% | 0.00044342
[5 empty] | 0.89 | 1.9511 | 0.26116 | 89.3512 | 0.037139 | 1.986% | 0.3333% | 6.6178e-05 |  |  |  | 0.89 | 1.9511 | 0.26116 | 89.3512 | 0.053692 | 5.634% | 0.3333% | 0.00018778 |  |  | 0.89 | 1.9511 | 0.26116 | 89.3512 | 0.06671 | 13.42% | 0.3333% | 0.00044727
[5 empty] | 0.895 | 1.9706 | 0.25255 | 93.4474 | 0.038841 | 2.076% | 0.3223% | 6.6899e-05 |  |  |  | 0.895 | 1.9706 | 0.25255 | 93.4474 | 0.056154 | 5.884% | 0.3223% | 0.00018966 |  |  | 0.895 | 1.9706 | 0.25255 | 93.4474 | 0.069768 | 13.99% | 0.3223% | 0.00045089
[5 empty] | 0.9 | 1.9907 | 0.24375 | 97.8852 | 0.040686 | 2.173% | 0.3111% | 6.76e-05 |  |  |  | 0.9 | 1.9907 | 0.24375 | 97.8852 | 0.058821 | 6.155% | 0.3111% | 0.00019147 |  |  | 0.9 | 1.9907 | 0.24375 | 97.8852 | 0.073082 | 14.6% | 0.3111% | 0.00045426
[5 empty] | 0.905 | 2.0116 | 0.23475 | 102.711 | 0.042692 | 2.279% | 0.2996% | 6.8277e-05 |  |  |  | 0.905 | 2.0116 | 0.23475 | 102.711 | 0.061721 | 6.449% | 0.2996% | 0.00019319 |  |  | 0.905 | 2.0116 | 0.23475 | 102.711 | 0.076685 | 15.26% | 0.2996% | 0.00045732
[5 empty] | 0.91 | 2.0333 | 0.22554 | 107.9801 | 0.044882 | 2.394% | 0.2878% | 6.8924e-05 |  |  |  | 0.91 | 2.0333 | 0.22554 | 107.9801 | 0.064887 | 6.768% | 0.2878% | 0.00019481 |  |  | 0.91 | 2.0333 | 0.22554 | 107.9801 | 0.080618 | 15.98% | 0.2878% | 0.00046003
[5 empty] | 0.915 | 2.056 | 0.21612 | 113.7593 | 0.047284 | 2.521% | 0.2758% | 6.9536e-05 |  |  |  | 0.915 | 2.056 | 0.21612 | 113.7593 | 0.06836 | 7.117% | 0.2758% | 0.0001963 |  |  | 0.915 | 2.056 | 0.21612 | 113.7593 | 0.084933 | 16.76% | 0.2758% | 0.00046231
[5 empty] | 0.92 | 2.0797 | 0.20648 | 120.13 | 0.049932 | 2.66% | 0.2635% | 7.0104e-05 |  |  |  | 0.92 | 2.0797 | 0.20648 | 120.13 | 0.072188 | 7.5% | 0.2635% | 0.00019764 |  |  | 0.92 | 2.0797 | 0.20648 | 120.13 | 0.08969 | 17.61% | 0.2635% | 0.00046411
[5 empty] | 0.925 | 2.1045 | 0.1966 | 127.1928 | 0.052868 | 2.814% | 0.2509% | 7.0619e-05 |  |  |  | 0.925 | 2.1045 | 0.1966 | 127.1928 | 0.076432 | 7.923% | 0.2509% | 0.0001988 |  |  | 0.925 | 2.1045 | 0.1966 | 127.1928 | 0.094963 | 18.55% | 0.2509% | 0.00046532
[5 empty] | 0.93 | 2.1306 | 0.18648 | 135.0733 | 0.056143 | 2.986% | 0.238% | 7.1071e-05 |  |  |  | 0.93 | 2.1306 | 0.18648 | 135.0733 | 0.081168 | 8.393% | 0.238% | 0.00019975 |  |  | 0.93 | 2.1306 | 0.18648 | 135.0733 | 0.10085 | 19.57% | 0.238% | 0.00046584
[5 empty] | 0.935 | 2.1582 | 0.1761 | 143.9307 | 0.059825 | 3.179% | 0.2247% | 7.1446e-05 |  |  |  | 0.935 | 2.1582 | 0.1761 | 143.9307 | 0.08649 | 8.918% | 0.2247% | 0.00020043 |  |  | 0.935 | 2.1582 | 0.1761 | 143.9307 | 0.10746 | 20.71% | 0.2247% | 0.00046555
[5 empty] | 0.94 | 2.1874 | 0.16545 | 153.9703 | 0.063998 | 3.397% | 0.2112% | 7.1725e-05 |  |  |  | 0.94 | 2.1874 | 0.16545 | 153.9703 | 0.092523 | 9.509% | 0.2112% | 0.00020079 |  |  | 0.94 | 2.1874 | 0.16545 | 153.9703 | 0.11496 | 21.99% | 0.2112% | 0.00046427
[5 empty] | 0.945 | 2.2187 | 0.1545 | 165.4623 | 0.068774 | 3.646% | 0.1972% | 7.1886e-05 |  |  |  | 0.945 | 2.2187 | 0.1545 | 165.4623 | 0.099429 | 10.18% | 0.1972% | 0.00020077 |  |  | 0.945 | 2.2187 | 0.1545 | 165.4623 | 0.12353 | 23.42% | 0.1972% | 0.0004618
[5 empty] | 0.95 | 2.2523 | 0.14324 | 178.77 | 0.074306 | 3.933% | 0.1828% | 7.1902e-05 |  |  |  | 0.95 | 2.2523 | 0.14324 | 178.77 | 0.10743 | 10.95% | 0.1828% | 0.00020026 |  |  | 0.95 | 2.2523 | 0.14324 | 178.77 | 0.13347 | 25.05% | 0.1828% | 0.00045787
[5 empty] | 0.955 | 2.2887 | 0.13165 | 194.3956 | 0.080801 | 4.269% | 0.168% | 7.1732e-05 |  |  |  | 0.955 | 2.2887 | 0.13165 | 194.3956 | 0.11682 | 11.85% | 0.168% | 0.00019914 |  |  | 0.955 | 2.2887 | 0.13165 | 194.3956 | 0.14514 | 26.91% | 0.168% | 0.00045215
[5 empty] | 0.96 | 2.3285 | 0.11969 | 213.0561 | 0.088557 | 4.67% | 0.1527% | 7.1326e-05 |  |  |  | 0.96 | 2.3285 | 0.11969 | 213.0561 | 0.12803 | 12.91% | 0.1527% | 0.00019725 |  |  | 0.96 | 2.3285 | 0.11969 | 213.0561 | 0.15907 | 29.08% | 0.1527% | 0.00044416
[5 empty] | 0.965 | 2.3726 | 0.10732 | 235.8173 | 0.098017 | 5.155% | 0.137% | 7.0609e-05 |  |  |  | 0.965 | 2.3726 | 0.10732 | 235.8173 | 0.14171 | 14.19% | 0.137% | 0.00019436 |  |  | 0.965 | 2.3726 | 0.10732 | 235.8173 | 0.17606 | 31.63% | 0.137% | 0.00043327
[5 empty] | 0.97 | 2.4222 | 0.094503 | 264.3452 | 0.10988 | 5.761% | 0.1206% | 6.9478e-05 |  |  |  | 0.97 | 2.4222 | 0.094503 | 264.3452 | 0.15885 | 15.76% | 0.1206% | 0.00019013 |  |  | 0.97 | 2.4222 | 0.094503 | 264.3452 | 0.19736 | 34.71% | 0.1206% | 0.0004186
[5 empty] | 0.975 | 2.4792 | 0.081174 | 301.4214 | 0.12529 | 6.542% | 0.1036% | 6.7769e-05 |  |  |  | 0.975 | 2.4792 | 0.081174 | 301.4214 | 0.18113 | 17.77% | 0.1036% | 0.00018406 |  |  | 0.975 | 2.4792 | 0.081174 | 301.4214 | 0.22504 | 38.5% | 0.1036% | 0.00039882
[5 empty] | 0.98 | 2.5467 | 0.067247 | 352.1269 | 0.14636 | 7.599% | 0.08582% | 6.5219e-05 |  |  |  | 0.98 | 2.5467 | 0.067247 | 352.1269 | 0.2116 | 20.43% | 0.08582% | 0.00017533 |  |  | 0.98 | 2.5467 | 0.067247 | 352.1269 | 0.2629 | 43.33% | 0.08582% | 0.00037184
[5 empty] | 0.985 | 2.6305 | 0.052598 | 427.0366 | 0.1775 | 9.14% | 0.06713% | 6.1353e-05 |  |  |  | 0.985 | 2.6305 | 0.052598 | 427.0366 | 0.25661 | 24.21% | 0.06713% | 0.00016248 |  |  | 0.985 | 2.6305 | 0.052598 | 427.0366 | 0.31883 | 49.78% | 0.06713% | 0.00033413
[5 empty] | 0.99 | 2.743 | 0.037017 | 553.3125 | 0.22998 | 11.68% | 0.04724% | 5.5174e-05 |  |  |  | 0.99 | 2.743 | 0.037017 | 553.3125 | 0.33249 | 30.17% | 0.04724% | 0.00014253 |  |  | 0.99 | 2.743 | 0.037017 | 553.3125 | 0.41311 | 59.03% | 0.04724% | 0.00027887
[5 empty] | 0.995 | 2.9226 | 0.020083 | 836.7527 | 0.3478 | 17.12% | 0.02563% | 4.3887e-05 |  |  |  | 0.995 | 2.9226 | 0.020083 | 836.7527 | 0.50282 | 41.9% | 0.02563% | 0.0001074 |  |  | 0.995 | 2.9226 | 0.020083 | 836.7527 | 0.62472 | 74.06% | 0.02563% | 0.00018982
|  |  |  | 5 | Standing, Loudly Speaking | 1 | hr | 1.0822 | 0.72 |  |  | R(ERq) |  |  |  | Standing, Loudly Speaking | 2 | hr | 1.0822 | 0.72 |  |  | R(ERq) |  |  | Standing, Loudly Speaking | 4 | hr | 1.0822 | 0.72 |  |  | R(ERq)
[5 empty] | Percentile Increment | log10ERq | pdf log10ERq | I*Erq | Avg quanta/m3 | PI(ERq) | PERq | PI(ERq)*PERq | Risk = | 0.005326 |  | Percentile Increment | log10ERq | pdf log10ERq | I*Erq | Avg quanta/m3 | PI(ERq) | PERq | PI(ERq)*PERq | Risk = | 0.015123 | Percentile Increment | log10ERq | pdf log10ERq | I*Erq | Avg quanta/m3 | PI(ERq) | PERq | PI(ERq)*PERq | Risk = | 0.036173
[5 empty] | 0.005 | -0.7724 | 0.020083 | 0.16889 | 7.0199e-05 | 0.003791% | 0.02563% | 9.7157e-09 | Percentile = | 0.655 |  | 0.005 | -0.7724 | 0.020083 | 0.16889 | 0.00010149 | 0.01096% | 0.02563% | 2.8091e-08 | Percentile = | 0.655 | 0.005 | -0.7724 | 0.020083 | 0.16889 | 0.00012609 | 0.02723% | 0.02563% | 6.9799e-08 | Percentile = | 0.645
[5 empty] | 0.01 | -0.59277 | 0.037017 | 0.25541 | 0.00010616 | 0.005732% | 0.04724% | 2.7081e-08 | R(ERq)max = | 0.007424% |  | 0.01 | -0.59277 | 0.037017 | 0.25541 | 0.00015348 | 0.01657% | 0.04724% | 7.83e-08 | R(ERq)max = | 0.02071% | 0.01 | -0.59277 | 0.037017 | 0.25541 | 0.00019069 | 0.04118% | 0.04724% | 1.9454e-07 | R(ERq)max = | 0.04797%
[5 empty] | 0.015 | -0.48027 | 0.052598 | 0.33093 | 0.00013755 | 0.007427% | 0.06713% | 4.9858e-08 | PI 90% = | 2.244% |  | 0.015 | -0.48027 | 0.052598 | 0.33093 | 0.00019886 | 0.02147% | 0.06713% | 1.4415e-07 | PI 90% = | 6.353% | 0.015 | -0.48027 | 0.052598 | 0.33093 | 0.00024707 | 0.05335% | 0.06713% | 3.5815e-07 | PI 90% = | 15.05%
[5 empty] | 0.02 | -0.3965 | 0.067247 | 0.40133 | 0.00016681 | 0.009007% | 0.08582% | 7.7305e-08 | Percentile = | 0.9 |  | 0.02 | -0.3965 | 0.067247 | 0.40133 | 0.00024116 | 0.02604% | 0.08582% | 2.235e-07 | Percentile = | 0.9 | 0.02 | -0.3965 | 0.067247 | 0.40133 | 0.00029963 | 0.0647% | 0.08582% | 5.5528e-07 | Percentile = | 0.9
[5 empty] | 0.025 | -0.32897 | 0.081174 | 0.46884 | 0.00019487 | 0.01052% | 0.1036% | 1.0901e-07 |  |  |  | 0.025 | -0.32897 | 0.081174 | 0.46884 | 0.00028173 | 0.03042% | 0.1036% | 3.1517e-07 |  |  | 0.025 | -0.32897 | 0.081174 | 0.46884 | 0.00035004 | 0.07558% | 0.1036% | 7.8298e-07
[5 empty] | 0.03 | -0.27197 | 0.094503 | 0.5346 | 0.00022221 | 0.012% | 0.1206% | 1.4471e-07 |  |  |  | 0.03 | -0.27197 | 0.094503 | 0.5346 | 0.00032125 | 0.03469% | 0.1206% | 4.1837e-07 |  |  | 0.03 | -0.27197 | 0.094503 | 0.5346 | 0.00039913 | 0.08618% | 0.1206% | 1.0393e-06
[5 empty] | 0.035 | -0.22238 | 0.10732 | 0.59927 | 0.00024909 | 0.01345% | 0.137% | 1.8422e-07 |  |  |  | 0.035 | -0.22238 | 0.10732 | 0.59927 | 0.00036011 | 0.03888% | 0.137% | 5.3258e-07 |  |  | 0.035 | -0.22238 | 0.10732 | 0.59927 | 0.00044742 | 0.0966% | 0.137% | 1.323e-06
[5 empty] | 0.04 | -0.17829 | 0.11969 | 0.66329 | 0.0002757 | 0.01489% | 0.1527% | 2.2739e-07 |  |  |  | 0.04 | -0.17829 | 0.11969 | 0.66329 | 0.00039858 | 0.04304% | 0.1527% | 6.5739e-07 |  |  | 0.04 | -0.17829 | 0.11969 | 0.66329 | 0.00049522 | 0.1069% | 0.1527% | 1.633e-06
[5 empty] | 0.045 | -0.13849 | 0.13165 | 0.72697 | 0.00030216 | 0.01632% | 0.168% | 2.7412e-07 |  |  |  | 0.045 | -0.13849 | 0.13165 | 0.72697 | 0.00043684 | 0.04717% | 0.168% | 7.9249e-07 |  |  | 0.045 | -0.13849 | 0.13165 | 0.72697 | 0.00054276 | 0.1172% | 0.168% | 1.9686e-06
[5 empty] | 0.05 | -0.10209 | 0.14324 | 0.79051 | 0.00032857 | 0.01774% | 0.1828% | 3.2434e-07 |  |  |  | 0.05 | -0.10209 | 0.14324 | 0.79051 | 0.00047503 | 0.05129% | 0.1828% | 9.3764e-07 |  |  | 0.05 | -0.10209 | 0.14324 | 0.79051 | 0.0005902 | 0.1274% | 0.1828% | 2.3291e-06
[5 empty] | 0.055 | -0.068499 | 0.1545 | 0.85408 | 0.000355 | 0.01917% | 0.1972% | 3.7796e-07 |  |  |  | 0.055 | -0.068499 | 0.1545 | 0.85408 | 0.00051323 | 0.05541% | 0.1972% | 1.0927e-06 |  |  | 0.055 | -0.068499 | 0.1545 | 0.85408 | 0.00063766 | 0.1376% | 0.1972% | 2.714e-06
[5 empty] | 0.06 | -0.037237 | 0.16545 | 0.91783 | 0.0003815 | 0.0206% | 0.2112% | 4.3494e-07 |  |  |  | 0.06 | -0.037237 | 0.16545 | 0.91783 | 0.00055154 | 0.05955% | 0.2112% | 1.2574e-06 |  |  | 0.06 | -0.037237 | 0.16545 | 0.91783 | 0.00068526 | 0.1479% | 0.2112% | 3.1231e-06
[5 empty] | 0.065 | -0.0079534 | 0.1761 | 0.98185 | 0.00040811 | 0.02204% | 0.2247% | 4.9524e-07 |  |  |  | 0.065 | -0.0079534 | 0.1761 | 0.98185 | 0.00059001 | 0.0637% | 0.2247% | 1.4317e-06 |  |  | 0.065 | -0.0079534 | 0.1761 | 0.98185 | 0.00073306 | 0.1582% | 0.2247% | 3.5559e-06
[5 empty] | 0.07 | 0.01963 | 0.18648 | 1.0462 | 0.00043487 | 0.02348% | 0.238% | 5.5882e-07 |  |  |  | 0.07 | 0.01963 | 0.18648 | 1.0462 | 0.0006287 | 0.06788% | 0.238% | 1.6154e-06 |  |  | 0.07 | 0.01963 | 0.18648 | 1.0462 | 0.00078113 | 0.1686% | 0.238% | 4.0122e-06
[5 empty] | 0.075 | 0.045737 | 0.1966 | 1.1111 | 0.00046181 | 0.02493% | 0.2509% | 6.2565e-07 |  |  |  | 0.075 | 0.045737 | 0.1966 | 1.1111 | 0.00066765 | 0.07208% | 0.2509% | 1.8086e-06 |  |  | 0.075 | 0.045737 | 0.1966 | 1.1111 | 0.00082952 | 0.179% | 0.2509% | 4.4918e-06
[5 empty] | 0.08 | 0.070548 | 0.20648 | 1.1764 | 0.00048896 | 0.0264% | 0.2635% | 6.957e-07 |  |  |  | 0.08 | 0.070548 | 0.20648 | 1.1764 | 0.00070691 | 0.07632% | 0.2635% | 2.0111e-06 |  |  | 0.08 | 0.070548 | 0.20648 | 1.1764 | 0.00087829 | 0.1895% | 0.2635% | 4.9945e-06
[5 empty] | 0.085 | 0.094213 | 0.21612 | 1.2423 | 0.00051635 | 0.02788% | 0.2758% | 7.6896e-07 |  |  |  | 0.085 | 0.094213 | 0.21612 | 1.2423 | 0.00074649 | 0.08059% | 0.2758% | 2.2228e-06 |  |  | 0.085 | 0.094213 | 0.21612 | 1.2423 | 0.00092748 | 0.2001% | 0.2758% | 5.5202e-06
[5 empty] | 0.09 | 0.11686 | 0.22554 | 1.3087 | 0.00054398 | 0.02937% | 0.2878% | 8.4542e-07 |  |  |  | 0.09 | 0.11686 | 0.22554 | 1.3087 | 0.00078645 | 0.0849% | 0.2878% | 2.4438e-06 |  |  | 0.09 | 0.11686 | 0.22554 | 1.3087 | 0.00097712 | 0.2108% | 0.2878% | 6.0688e-06
[5 empty] | 0.095 | 0.13858 | 0.23475 | 1.3759 | 0.00057189 | 0.03088% | 0.2996% | 9.2506e-07 |  |  |  | 0.095 | 0.13858 | 0.23475 | 1.3759 | 0.00082679 | 0.08925% | 0.2996% | 2.674e-06 |  |  | 0.095 | 0.13858 | 0.23475 | 1.3759 | 0.0010272 | 0.2216% | 0.2996% | 6.6401e-06
[5 empty] | 0.1 | 0.15948 | 0.24375 | 1.4437 | 0.00060008 | 0.0324% | 0.3111% | 1.0079e-06 |  |  |  | 0.1 | 0.15948 | 0.24375 | 1.4437 | 0.00086755 | 0.09365% | 0.3111% | 2.9133e-06 |  |  | 0.1 | 0.15948 | 0.24375 | 1.4437 | 0.0010779 | 0.2326% | 0.3111% | 7.2342e-06
[5 empty] | 0.105 | 0.17963 | 0.25255 | 1.5123 | 0.00062858 | 0.03394% | 0.3223% | 1.0938e-06 |  |  |  | 0.105 | 0.17963 | 0.25255 | 1.5123 | 0.00090875 | 0.0981% | 0.3223% | 3.1618e-06 |  |  | 0.105 | 0.17963 | 0.25255 | 1.5123 | 0.0011291 | 0.2436% | 0.3223% | 7.851e-06
[5 empty] | 0.11 | 0.1991 | 0.26116 | 1.5816 | 0.0006574 | 0.03549% | 0.3333% | 1.183e-06 |  |  |  | 0.11 | 0.1991 | 0.26116 | 1.5816 | 0.00095041 | 0.1026% | 0.3333% | 3.4194e-06 |  |  | 0.11 | 0.1991 | 0.26116 | 1.5816 | 0.0011808 | 0.2547% | 0.3333% | 8.4904e-06
[5 empty] | 0.115 | 0.21794 | 0.26959 | 1.6517 | 0.00068655 | 0.03707% | 0.3441% | 1.2753e-06 |  |  |  | 0.115 | 0.21794 | 0.26959 | 1.6517 | 0.00099255 | 0.1071% | 0.3441% | 3.6862e-06 |  |  | 0.115 | 0.21794 | 0.26959 | 1.6517 | 0.0012332 | 0.266% | 0.3441% | 9.1524e-06
[5 empty] | 0.12 | 0.23621 | 0.27783 | 1.7227 | 0.00071604 | 0.03866% | 0.3546% | 1.3708e-06 |  |  |  | 0.12 | 0.23621 | 0.27783 | 1.7227 | 0.0010352 | 0.1117% | 0.3546% | 3.962e-06 |  |  | 0.12 | 0.23621 | 0.27783 | 1.7227 | 0.0012862 | 0.2774% | 0.3546% | 9.8371e-06
[5 empty] | 0.125 | 0.25395 | 0.28591 | 1.7945 | 0.00074589 | 0.04027% | 0.3649% | 1.4694e-06 |  |  |  | 0.125 | 0.25395 | 0.28591 | 1.7945 | 0.0010784 | 0.1164% | 0.3649% | 4.2471e-06 |  |  | 0.125 | 0.25395 | 0.28591 | 1.7945 | 0.0013398 | 0.289% | 0.3649% | 1.0544e-05
[5 empty] | 0.13 | 0.2712 | 0.29381 | 1.8672 | 0.00077612 | 0.0419% | 0.375% | 1.5712e-06 |  |  |  | 0.13 | 0.2712 | 0.29381 | 1.8672 | 0.001122 | 0.1211% | 0.375% | 4.5412e-06 |  |  | 0.13 | 0.2712 | 0.29381 | 1.8672 | 0.0013941 | 0.3007% | 0.375% | 1.1274e-05
[5 empty] | 0.135 | 0.28799 | 0.30155 | 1.9409 | 0.00080672 | 0.04355% | 0.3849% | 1.6762e-06 |  |  |  | 0.135 | 0.28799 | 0.30155 | 1.9409 | 0.0011663 | 0.1259% | 0.3849% | 4.8445e-06 |  |  | 0.135 | 0.28799 | 0.30155 | 1.9409 | 0.0014491 | 0.3125% | 0.3849% | 1.2027e-05
[5 empty] | 0.14 | 0.30437 | 0.30913 | 2.0154 | 0.00083772 | 0.04523% | 0.3945% | 1.7843e-06 |  |  |  | 0.14 | 0.30437 | 0.30913 | 2.0154 | 0.0012111 | 0.1307% | 0.3945% | 5.157e-06 |  |  | 0.14 | 0.30437 | 0.30913 | 2.0154 | 0.0015047 | 0.3245% | 0.3945% | 1.2802e-05
[5 empty] | 0.145 | 0.32035 | 0.31656 | 2.091 | 0.00086912 | 0.04692% | 0.404% | 1.8956e-06 |  |  |  | 0.145 | 0.32035 | 0.31656 | 2.091 | 0.0012565 | 0.1356% | 0.404% | 5.4787e-06 |  |  | 0.145 | 0.32035 | 0.31656 | 2.091 | 0.0015611 | 0.3366% | 0.404% | 1.36e-05
[5 empty] | 0.15 | 0.33597 | 0.32383 | 2.1675 | 0.00090094 | 0.04864% | 0.4133% | 2.0102e-06 |  |  |  | 0.15 | 0.33597 | 0.32383 | 2.1675 | 0.0013025 | 0.1406% | 0.4133% | 5.8096e-06 |  |  | 0.15 | 0.33597 | 0.32383 | 2.1675 | 0.0016183 | 0.3489% | 0.4133% | 1.4421e-05
[5 empty] | 0.155 | 0.35124 | 0.33096 | 2.2451 | 0.00093319 | 0.05038% | 0.4224% | 2.1279e-06 |  |  |  | 0.155 | 0.35124 | 0.33096 | 2.2451 | 0.0013491 | 0.1456% | 0.4224% | 6.1498e-06 |  |  | 0.155 | 0.35124 | 0.33096 | 2.2451 | 0.0016762 | 0.3614% | 0.4224% | 1.5265e-05
[5 empty] | 0.16 | 0.36619 | 0.33793 | 2.3238 | 0.00096587 | 0.05214% | 0.4313% | 2.2488e-06 |  |  |  | 0.16 | 0.36619 | 0.33793 | 2.3238 | 0.0013964 | 0.1507% | 0.4313% | 6.4992e-06 |  |  | 0.16 | 0.36619 | 0.33793 | 2.3238 | 0.0017349 | 0.374% | 0.4313% | 1.6132e-05
[5 empty] | 0.165 | 0.38084 | 0.34477 | 2.4035 | 0.000999 | 0.05393% | 0.44% | 2.373e-06 |  |  |  | 0.165 | 0.38084 | 0.34477 | 2.4035 | 0.0014443 | 0.1559% | 0.44% | 6.8579e-06 |  |  | 0.165 | 0.38084 | 0.34477 | 2.4035 | 0.0017944 | 0.3868% | 0.44% | 1.7022e-05
[5 empty] | 0.17 | 0.3952 | 0.35146 | 2.4843 | 0.0010326 | 0.05574% | 0.4485% | 2.5004e-06 |  |  |  | 0.17 | 0.3952 | 0.35146 | 2.4843 | 0.0014928 | 0.1611% | 0.4485% | 7.226e-06 |  |  | 0.17 | 0.3952 | 0.35146 | 2.4843 | 0.0018548 | 0.3998% | 0.4485% | 1.7934e-05
[5 empty] | 0.175 | 0.4093 | 0.35802 | 2.5662 | 0.0010667 | 0.05758% | 0.4569% | 2.6311e-06 |  |  |  | 0.175 | 0.4093 | 0.35802 | 2.5662 | 0.0015421 | 0.1664% | 0.4569% | 7.6034e-06 |  |  | 0.175 | 0.4093 | 0.35802 | 2.5662 | 0.001916 | 0.413% | 0.4569% | 1.887e-05
[5 empty] | 0.18 | 0.42314 | 0.36444 | 2.6493 | 0.0011012 | 0.05945% | 0.4651% | 2.765e-06 |  |  |  | 0.18 | 0.42314 | 0.36444 | 2.6493 | 0.001592 | 0.1718% | 0.4651% | 7.9903e-06 |  |  | 0.18 | 0.42314 | 0.36444 | 2.6493 | 0.001978 | 0.4263% | 0.4651% | 1.983e-05
[5 empty] | 0.185 | 0.43674 | 0.37074 | 2.7336 | 0.0011362 | 0.06134% | 0.4731% | 2.9022e-06 |  |  |  | 0.185 | 0.43674 | 0.37074 | 2.7336 | 0.0016427 | 0.1773% | 0.4731% | 8.3866e-06 |  |  | 0.185 | 0.43674 | 0.37074 | 2.7336 | 0.0020409 | 0.4399% | 0.4731% | 2.0812e-05
[5 empty] | 0.19 | 0.45011 | 0.3769 | 2.8191 | 0.0011718 | 0.06326% | 0.481% | 3.0426e-06 |  |  |  | 0.19 | 0.45011 | 0.3769 | 2.8191 | 0.0016941 | 0.1828% | 0.481% | 8.7924e-06 |  |  | 0.19 | 0.45011 | 0.3769 | 2.8191 | 0.0021048 | 0.4536% | 0.481% | 2.1818e-05
[5 empty] | 0.195 | 0.46328 | 0.38293 | 2.9059 | 0.0012078 | 0.0652% | 0.4887% | 3.1864e-06 |  |  |  | 0.195 | 0.46328 | 0.38293 | 2.9059 | 0.0017462 | 0.1884% | 0.4887% | 9.2077e-06 |  |  | 0.195 | 0.46328 | 0.38293 | 2.9059 | 0.0021695 | 0.4675% | 0.4887% | 2.2848e-05
[5 empty] | 0.2 | 0.47623 | 0.38884 | 2.9939 | 0.0012444 | 0.06718% | 0.4962% | 3.3335e-06 |  |  |  | 0.2 | 0.47623 | 0.38884 | 2.9939 | 0.0017991 | 0.1941% | 0.4962% | 9.6326e-06 |  |  | 0.2 | 0.47623 | 0.38884 | 2.9939 | 0.0022352 | 0.4816% | 0.4962% | 2.3902e-05
[5 empty] | 0.205 | 0.489 | 0.39462 | 3.0832 | 0.0012815 | 0.06918% | 0.5036% | 3.484e-06 |  |  |  | 0.205 | 0.489 | 0.39462 | 3.0832 | 0.0018527 | 0.1999% | 0.5036% | 1.0067e-05 |  |  | 0.205 | 0.489 | 0.39462 | 3.0832 | 0.0023019 | 0.496% | 0.5036% | 2.4979e-05
[5 empty] | 0.21 | 0.50158 | 0.40028 | 3.1738 | 0.0013192 | 0.07121% | 0.5108% | 3.6378e-06 |  |  |  | 0.21 | 0.50158 | 0.40028 | 3.1738 | 0.0019072 | 0.2058% | 0.5108% | 1.0511e-05 |  |  | 0.21 | 0.50158 | 0.40028 | 3.1738 | 0.0023696 | 0.5105% | 0.5108% | 2.608e-05
[5 empty] | 0.215 | 0.51398 | 0.40582 | 3.2657 | 0.0013574 | 0.07327% | 0.5179% | 3.795e-06 |  |  |  | 0.215 | 0.51398 | 0.40582 | 3.2657 | 0.0019624 | 0.2117% | 0.5179% | 1.0965e-05 |  |  | 0.215 | 0.51398 | 0.40582 | 3.2657 | 0.0024382 | 0.5253% | 0.5179% | 2.7205e-05
[5 empty] | 0.22 | 0.52622 | 0.41124 | 3.3591 | 0.0013962 | 0.07537% | 0.5248% | 3.9555e-06 |  |  |  | 0.22 | 0.52622 | 0.41124 | 3.3591 | 0.0020185 | 0.2178% | 0.5248% | 1.1429e-05 |  |  | 0.22 | 0.52622 | 0.41124 | 3.3591 | 0.0025079 | 0.5402% | 0.5248% | 2.8354e-05
[5 empty] | 0.225 | 0.5383 | 0.41655 | 3.4538 | 0.0014356 | 0.07749% | 0.5316% | 4.1195e-06 |  |  |  | 0.225 | 0.5383 | 0.41655 | 3.4538 | 0.0020755 | 0.2239% | 0.5316% | 1.1903e-05 |  |  | 0.225 | 0.5383 | 0.41655 | 3.4538 | 0.0025786 | 0.5554% | 0.5316% | 2.9528e-05
[5 empty] | 0.23 | 0.55023 | 0.42173 | 3.55 | 0.0014756 | 0.07965% | 0.5382% | 4.2869e-06 |  |  |  | 0.23 | 0.55023 | 0.42173 | 3.55 | 0.0021333 | 0.2301% | 0.5382% | 1.2386e-05 |  |  | 0.23 | 0.55023 | 0.42173 | 3.55 | 0.0026505 | 0.5709% | 0.5382% | 3.0726e-05
[5 empty] | 0.235 | 0.56202 | 0.42681 | 3.6477 | 0.0015162 | 0.08184% | 0.5447% | 4.4578e-06 |  |  |  | 0.235 | 0.56202 | 0.42681 | 3.6477 | 0.0021919 | 0.2364% | 0.5447% | 1.288e-05 |  |  | 0.235 | 0.56202 | 0.42681 | 3.6477 | 0.0027234 | 0.5865% | 0.5447% | 3.1948e-05
[5 empty] | 0.24 | 0.57366 | 0.43177 | 3.7468 | 0.0015574 | 0.08406% | 0.551% | 4.6321e-06 |  |  |  | 0.24 | 0.57366 | 0.43177 | 3.7468 | 0.0022515 | 0.2429% | 0.551% | 1.3383e-05 |  |  | 0.24 | 0.57366 | 0.43177 | 3.7468 | 0.0027974 | 0.6024% | 0.551% | 3.3195e-05
[5 empty] | 0.245 | 0.58518 | 0.43662 | 3.8475 | 0.0015992 | 0.08632% | 0.5572% | 4.81e-06 |  |  |  | 0.245 | 0.58518 | 0.43662 | 3.8475 | 0.002312 | 0.2494% | 0.5572% | 1.3896e-05 |  |  | 0.245 | 0.58518 | 0.43662 | 3.8475 | 0.0028726 | 0.6186% | 0.5572% | 3.4467e-05
[5 empty] | 0.25 | 0.59657 | 0.44136 | 3.9497 | 0.0016417 | 0.08861% | 0.5633% | 4.9913e-06 |  |  |  | 0.25 | 0.59657 | 0.44136 | 3.9497 | 0.0023734 | 0.256% | 0.5633% | 1.442e-05 |  |  | 0.25 | 0.59657 | 0.44136 | 3.9497 | 0.0029489 | 0.6349% | 0.5633% | 3.5764e-05
[5 empty] | 0.255 | 0.60784 | 0.44599 | 4.0536 | 0.0016849 | 0.09094% | 0.5692% | 5.1762e-06 |  |  |  | 0.255 | 0.60784 | 0.44599 | 4.0536 | 0.0024358 | 0.2627% | 0.5692% | 1.4954e-05 |  |  | 0.255 | 0.60784 | 0.44599 | 4.0536 | 0.0030264 | 0.6516% | 0.5692% | 3.7086e-05
[5 empty] | 0.26 | 0.61899 | 0.45051 | 4.159 | 0.0017287 | 0.09331% | 0.575% | 5.3647e-06 |  |  |  | 0.26 | 0.61899 | 0.45051 | 4.159 | 0.0024992 | 0.2696% | 0.575% | 1.5498e-05 |  |  | 0.26 | 0.61899 | 0.45051 | 4.159 | 0.0031051 | 0.6685% | 0.575% | 3.8434e-05
[5 empty] | 0.265 | 0.63004 | 0.45492 | 4.2661 | 0.0017732 | 0.09571% | 0.5806% | 5.5567e-06 |  |  |  | 0.265 | 0.63004 | 0.45492 | 4.2661 | 0.0025636 | 0.2765% | 0.5806% | 1.6052e-05 |  |  | 0.265 | 0.63004 | 0.45492 | 4.2661 | 0.0031851 | 0.6856% | 0.5806% | 3.9806e-05
[5 empty] | 0.27 | 0.64097 | 0.45923 | 4.375 | 0.0018185 | 0.09815% | 0.5861% | 5.7523e-06 |  |  |  | 0.27 | 0.64097 | 0.45923 | 4.375 | 0.002629 | 0.2835% | 0.5861% | 1.6617e-05 |  |  | 0.27 | 0.64097 | 0.45923 | 4.375 | 0.0032664 | 0.7031% | 0.5861% | 4.1205e-05
[5 empty] | 0.275 | 0.65181 | 0.46343 | 4.4855 | 0.0018644 | 0.1006% | 0.5914% | 5.9516e-06 |  |  |  | 0.275 | 0.65181 | 0.46343 | 4.4855 | 0.0026954 | 0.2907% | 0.5914% | 1.7192e-05 |  |  | 0.275 | 0.65181 | 0.46343 | 4.4855 | 0.0033489 | 0.7208% | 0.5914% | 4.2629e-05
[5 empty] | 0.28 | 0.66255 | 0.46753 | 4.5978 | 0.0019111 | 0.1031% | 0.5967% | 6.1545e-06 |  |  |  | 0.28 | 0.66255 | 0.46753 | 4.5978 | 0.0027629 | 0.2979% | 0.5967% | 1.7778e-05 |  |  | 0.28 | 0.66255 | 0.46753 | 4.5978 | 0.0034328 | 0.7387% | 0.5967% | 4.4079e-05
[5 empty] | 0.285 | 0.6732 | 0.47153 | 4.712 | 0.0019585 | 0.1057% | 0.6018% | 6.3611e-06 |  |  |  | 0.285 | 0.6732 | 0.47153 | 4.712 | 0.0028315 | 0.3053% | 0.6018% | 1.8374e-05 |  |  | 0.285 | 0.6732 | 0.47153 | 4.712 | 0.003518 | 0.757% | 0.6018% | 4.5555e-05
[5 empty] | 0.29 | 0.68376 | 0.47542 | 4.828 | 0.0020067 | 0.1083% | 0.6067% | 6.5714e-06 |  |  |  | 0.29 | 0.68376 | 0.47542 | 4.828 | 0.0029012 | 0.3128% | 0.6067% | 1.8981e-05 |  |  | 0.29 | 0.68376 | 0.47542 | 4.828 | 0.0036046 | 0.7756% | 0.6067% | 4.7057e-05
[5 empty] | 0.295 | 0.69424 | 0.47921 | 4.9458 | 0.0020557 | 0.1109% | 0.6116% | 6.7854e-06 |  |  |  | 0.295 | 0.69424 | 0.47921 | 4.9458 | 0.002972 | 0.3205% | 0.6116% | 1.9599e-05 |  |  | 0.295 | 0.69424 | 0.47921 | 4.9458 | 0.0036926 | 0.7944% | 0.6116% | 4.8586e-05
[5 empty] | 0.3 | 0.70463 | 0.48291 | 5.0656 | 0.0021055 | 0.1136% | 0.6163% | 7.0032e-06 |  |  |  | 0.3 | 0.70463 | 0.48291 | 5.0656 | 0.003044 | 0.3282% | 0.6163% | 2.0228e-05 |  |  | 0.3 | 0.70463 | 0.48291 | 5.0656 | 0.003782 | 0.8136% | 0.6163% | 5.0141e-05
[5 empty] | 0.305 | 0.71495 | 0.4865 | 5.1874 | 0.0021561 | 0.1164% | 0.6209% | 7.2248e-06 |  |  |  | 0.305 | 0.71495 | 0.4865 | 5.1874 | 0.0031172 | 0.3361% | 0.6209% | 2.0867e-05 |  |  | 0.305 | 0.71495 | 0.4865 | 5.1874 | 0.0038729 | 0.8331% | 0.6209% | 5.1723e-05
[5 empty] | 0.31 | 0.72519 | 0.48999 | 5.3111 | 0.0022076 | 0.1191% | 0.6253% | 7.4502e-06 |  |  |  | 0.31 | 0.72519 | 0.48999 | 5.3111 | 0.0031915 | 0.3441% | 0.6253% | 2.1518e-05 |  |  | 0.31 | 0.72519 | 0.48999 | 5.3111 | 0.0039653 | 0.8529% | 0.6253% | 5.3332e-05
[5 empty] | 0.315 | 0.73536 | 0.49339 | 5.437 | 0.0022599 | 0.122% | 0.6297% | 7.6794e-06 |  |  |  | 0.315 | 0.73536 | 0.49339 | 5.437 | 0.0032672 | 0.3522% | 0.6297% | 2.2179e-05 |  |  | 0.315 | 0.73536 | 0.49339 | 5.437 | 0.0040593 | 0.873% | 0.6297% | 5.4969e-05
[5 empty] | 0.32 | 0.74546 | 0.49668 | 5.5649 | 0.002313 | 0.1248% | 0.6339% | 7.9125e-06 |  |  |  | 0.32 | 0.74546 | 0.49668 | 5.5649 | 0.003344 | 0.3605% | 0.6339% | 2.2852e-05 |  |  | 0.32 | 0.74546 | 0.49668 | 5.5649 | 0.0041548 | 0.8934% | 0.6339% | 5.6632e-05
[5 empty] | 0.325 | 0.75549 | 0.49988 | 5.695 | 0.0023671 | 0.1277% | 0.638% | 8.1495e-06 |  |  |  | 0.325 | 0.75549 | 0.49988 | 5.695 | 0.0034222 | 0.3689% | 0.638% | 2.3535e-05 |  |  | 0.325 | 0.75549 | 0.49988 | 5.695 | 0.0042519 | 0.9142% | 0.638% | 5.8323e-05
[5 empty] | 0.33 | 0.76546 | 0.50298 | 5.8272 | 0.0024221 | 0.1307% | 0.6419% | 8.3904e-06 |  |  |  | 0.33 | 0.76546 | 0.50298 | 5.8272 | 0.0035017 | 0.3775% | 0.6419% | 2.423e-05 |  |  | 0.33 | 0.76546 | 0.50298 | 5.8272 | 0.0043506 | 0.9353% | 0.6419% | 6.0042e-05
[5 empty] | 0.335 | 0.77537 | 0.50599 | 5.9617 | 0.002478 | 0.1337% | 0.6458% | 8.6353e-06 |  |  |  | 0.335 | 0.77537 | 0.50599 | 5.9617 | 0.0035825 | 0.3862% | 0.6458% | 2.4937e-05 |  |  | 0.335 | 0.77537 | 0.50599 | 5.9617 | 0.0044511 | 0.9568% | 0.6458% | 6.1788e-05
[5 empty] | 0.34 | 0.78523 | 0.5089 | 6.0985 | 0.0025349 | 0.1368% | 0.6495% | 8.8842e-06 |  |  |  | 0.34 | 0.78523 | 0.5089 | 6.0985 | 0.0036647 | 0.395% | 0.6495% | 2.5655e-05 |  |  | 0.34 | 0.78523 | 0.5089 | 6.0985 | 0.0045532 | 0.9787% | 0.6495% | 6.3563e-05
[5 empty] | 0.345 | 0.79502 | 0.51172 | 6.2377 | 0.0025927 | 0.1399% | 0.6531% | 9.137e-06 |  |  |  | 0.345 | 0.79502 | 0.51172 | 6.2377 | 0.0037483 | 0.404% | 0.6531% | 2.6384e-05 |  |  | 0.345 | 0.79502 | 0.51172 | 6.2377 | 0.0046571 | 1.001% | 0.6531% | 6.5366e-05
[5 empty] | 0.35 | 0.80477 | 0.51444 | 6.3792 | 0.0026515 | 0.1431% | 0.6565% | 9.3939e-06 |  |  |  | 0.35 | 0.80477 | 0.51444 | 6.3792 | 0.0038334 | 0.4131% | 0.6565% | 2.7125e-05 |  |  | 0.35 | 0.80477 | 0.51444 | 6.3792 | 0.0047628 | 1.023% | 0.6565% | 6.7197e-05
[5 empty] | 0.355 | 0.81446 | 0.51707 | 6.5232 | 0.0027114 | 0.1463% | 0.6599% | 9.6549e-06 |  |  |  | 0.355 | 0.81446 | 0.51707 | 6.5232 | 0.0039199 | 0.4225% | 0.6599% | 2.7878e-05 |  |  | 0.355 | 0.81446 | 0.51707 | 6.5232 | 0.0048703 | 1.046% | 0.6599% | 6.9057e-05
[5 empty] | 0.36 | 0.82411 | 0.51961 | 6.6698 | 0.0027723 | 0.1496% | 0.6631% | 9.92e-06 |  |  |  | 0.36 | 0.82411 | 0.51961 | 6.6698 | 0.004008 | 0.4319% | 0.6631% | 2.8643e-05 |  |  | 0.36 | 0.82411 | 0.51961 | 6.6698 | 0.0049797 | 1.07% | 0.6631% | 7.0946e-05
[5 empty] | 0.365 | 0.83371 | 0.52205 | 6.8188 | 0.0028342 | 0.1529% | 0.6663% | 1.0189e-05 |  |  |  | 0.365 | 0.83371 | 0.52205 | 6.8188 | 0.0040975 | 0.4416% | 0.6663% | 2.9419e-05 |  |  | 0.365 | 0.83371 | 0.52205 | 6.8188 | 0.005091 | 1.094% | 0.6663% | 7.2864e-05
[5 empty] | 0.37 | 0.84327 | 0.5244 | 6.9705 | 0.0028973 | 0.1563% | 0.6693% | 1.0463e-05 |  |  |  | 0.37 | 0.84327 | 0.5244 | 6.9705 | 0.0041887 | 0.4514% | 0.6693% | 3.0207e-05 |  |  | 0.37 | 0.84327 | 0.5244 | 6.9705 | 0.0052042 | 1.118% | 0.6693% | 7.4811e-05
[5 empty] | 0.375 | 0.85278 | 0.52666 | 7.1249 | 0.0029615 | 0.1598% | 0.6721% | 1.074e-05 |  |  |  | 0.375 | 0.85278 | 0.52666 | 7.1249 | 0.0042815 | 0.4613% | 0.6721% | 3.1008e-05 |  |  | 0.375 | 0.85278 | 0.52666 | 7.1249 | 0.0053195 | 1.142% | 0.6721% | 7.6788e-05
[5 empty] | 0.38 | 0.86225 | 0.52883 | 7.2821 | 0.0030268 | 0.1633% | 0.6749% | 1.1022e-05 |  |  |  | 0.38 | 0.86225 | 0.52883 | 7.2821 | 0.0043759 | 0.4715% | 0.6749% | 3.1821e-05 |  |  | 0.38 | 0.86225 | 0.52883 | 7.2821 | 0.0054368 | 1.167% | 0.6749% | 7.8794e-05
[5 empty] | 0.385 | 0.87169 | 0.5309 | 7.442 | 0.0030933 | 0.1669% | 0.6776% | 1.1308e-05 |  |  |  | 0.385 | 0.87169 | 0.5309 | 7.442 | 0.004472 | 0.4818% | 0.6776% | 3.2645e-05 |  |  | 0.385 | 0.87169 | 0.5309 | 7.442 | 0.0055562 | 1.193% | 0.6776% | 8.0831e-05
[5 empty] | 0.39 | 0.88109 | 0.53289 | 7.6048 | 0.003161 | 0.1705% | 0.6801% | 1.1599e-05 |  |  |  | 0.39 | 0.88109 | 0.53289 | 7.6048 | 0.0045699 | 0.4923% | 0.6801% | 3.3483e-05 |  |  | 0.39 | 0.88109 | 0.53289 | 7.6048 | 0.0056778 | 1.219% | 0.6801% | 8.2897e-05
[5 empty] | 0.395 | 0.89046 | 0.53478 | 7.7706 | 0.0032299 | 0.1743% | 0.6825% | 1.1893e-05 |  |  |  | 0.395 | 0.89046 | 0.53478 | 7.7706 | 0.0046695 | 0.503% | 0.6825% | 3.4332e-05 |  |  | 0.395 | 0.89046 | 0.53478 | 7.7706 | 0.0058016 | 1.245% | 0.6825% | 8.4994e-05
[5 empty] | 0.4 | 0.89979 | 0.53659 | 7.9394 | 0.0033 | 0.178% | 0.6848% | 1.2193e-05 |  |  |  | 0.4 | 0.89979 | 0.53659 | 7.9394 | 0.0047709 | 0.5139% | 0.6848% | 3.5195e-05 |  |  | 0.4 | 0.89979 | 0.53659 | 7.9394 | 0.0059276 | 1.272% | 0.6848% | 8.7122e-05
[5 empty] | 0.405 | 0.90909 | 0.5383 | 8.1114 | 0.0033715 | 0.1819% | 0.687% | 1.2496e-05 |  |  |  | 0.405 | 0.90909 | 0.5383 | 8.1114 | 0.0048742 | 0.525% | 0.687% | 3.607e-05 |  |  | 0.405 | 0.90909 | 0.5383 | 8.1114 | 0.006056 | 1.3% | 0.687% | 8.928e-05
[5 empty] | 0.41 | 0.91837 | 0.53993 | 8.2864 | 0.0034443 | 0.1858% | 0.6891% | 1.2804e-05 |  |  |  | 0.41 | 0.91837 | 0.53993 | 8.2864 | 0.0049794 | 0.5363% | 0.6891% | 3.6957e-05 |  |  | 0.41 | 0.91837 | 0.53993 | 8.2864 | 0.0061867 | 1.327% | 0.6891% | 9.147e-05
[5 empty] | 0.415 | 0.92761 | 0.54146 | 8.4648 | 0.0035184 | 0.1898% | 0.691% | 1.3117e-05 |  |  |  | 0.415 | 0.92761 | 0.54146 | 8.4648 | 0.0050866 | 0.5478% | 0.691% | 3.7858e-05 |  |  | 0.415 | 0.92761 | 0.54146 | 8.4648 | 0.0063198 | 1.356% | 0.691% | 9.3691e-05
[5 empty] | 0.42 | 0.93684 | 0.54291 | 8.6464 | 0.0035939 | 0.1939% | 0.6929% | 1.3434e-05 |  |  |  | 0.42 | 0.93684 | 0.54291 | 8.6464 | 0.0051958 | 0.5596% | 0.6929% | 3.8771e-05 |  |  | 0.42 | 0.93684 | 0.54291 | 8.6464 | 0.0064555 | 1.385% | 0.6929% | 9.5943e-05
[5 empty] | 0.425 | 0.94603 | 0.54427 | 8.8315 | 0.0036708 | 0.198% | 0.6946% | 1.3755e-05 |  |  |  | 0.425 | 0.94603 | 0.54427 | 8.8315 | 0.005307 | 0.5715% | 0.6946% | 3.9698e-05 |  |  | 0.425 | 0.94603 | 0.54427 | 8.8315 | 0.0065936 | 1.414% | 0.6946% | 9.8227e-05
[5 empty] | 0.43 | 0.95521 | 0.54553 | 9.0201 | 0.0037492 | 0.2023% | 0.6962% | 1.4081e-05 |  |  |  | 0.43 | 0.95521 | 0.54553 | 9.0201 | 0.0054203 | 0.5837% | 0.6962% | 4.0638e-05 |  |  | 0.43 | 0.95521 | 0.54553 | 9.0201 | 0.0067344 | 1.444% | 0.6962% | 0.00010054
[5 empty] | 0.435 | 0.96437 | 0.54672 | 9.2123 | 0.0038291 | 0.2066% | 0.6977% | 1.4412e-05 |  |  |  | 0.435 | 0.96437 | 0.54672 | 9.2123 | 0.0055358 | 0.5961% | 0.6977% | 4.1591e-05 |  |  | 0.435 | 0.96437 | 0.54672 | 9.2123 | 0.0068779 | 1.475% | 0.6977% | 0.00010289
[5 empty] | 0.44 | 0.9735 | 0.54781 | 9.4081 | 0.0039105 | 0.2109% | 0.6991% | 1.4748e-05 |  |  |  | 0.44 | 0.9735 | 0.54781 | 9.4081 | 0.0056535 | 0.6087% | 0.6991% | 4.2557e-05 |  |  | 0.44 | 0.9735 | 0.54781 | 9.4081 | 0.0070241 | 1.506% | 0.6991% | 0.00010527
[5 empty] | 0.445 | 0.98262 | 0.54881 | 9.6077 | 0.0039935 | 0.2154% | 0.7004% | 1.5088e-05 |  |  |  | 0.445 | 0.98262 | 0.54881 | 9.6077 | 0.0057734 | 0.6216% | 0.7004% | 4.3537e-05 |  |  | 0.445 | 0.98262 | 0.54881 | 9.6077 | 0.0071732 | 1.537% | 0.7004% | 0.00010769
[5 empty] | 0.45 | 0.99172 | 0.54973 | 9.8112 | 0.004078 | 0.22% | 0.7016% | 1.5433e-05 |  |  |  | 0.45 | 0.99172 | 0.54973 | 9.8112 | 0.0058957 | 0.6347% | 0.7016% | 4.453e-05 |  |  | 0.45 | 0.99172 | 0.54973 | 9.8112 | 0.0073251 | 1.57% | 0.7016% | 0.00011013
[5 empty] | 0.455 | 1.0008 | 0.55056 | 10.0187 | 0.0041643 | 0.2246% | 0.7026% | 1.5783e-05 |  |  |  | 0.455 | 1.0008 | 0.55056 | 10.0187 | 0.0060204 | 0.6481% | 0.7026% | 4.5538e-05 |  |  | 0.455 | 1.0008 | 0.55056 | 10.0187 | 0.00748 | 1.603% | 0.7026% | 0.00011261
[5 empty] | 0.46 | 1.0099 | 0.5513 | 10.2303 | 0.0042522 | 0.2294% | 0.7036% | 1.6137e-05 |  |  |  | 0.46 | 1.0099 | 0.5513 | 10.2303 | 0.0061475 | 0.6617% | 0.7036% | 4.6559e-05 |  |  | 0.46 | 1.0099 | 0.5513 | 10.2303 | 0.007638 | 1.636% | 0.7036% | 0.00011513
[5 empty] | 0.465 | 1.019 | 0.55195 | 10.446 | 0.0043419 | 0.2342% | 0.7044% | 1.6497e-05 |  |  |  | 0.465 | 1.019 | 0.55195 | 10.446 | 0.0062772 | 0.6756% | 0.7044% | 4.7594e-05 |  |  | 0.465 | 1.019 | 0.55195 | 10.446 | 0.0077991 | 1.67% | 0.7044% | 0.00011767
[5 empty] | 0.47 | 1.028 | 0.55252 | 10.6661 | 0.0044334 | 0.2391% | 0.7051% | 1.6861e-05 |  |  |  | 0.47 | 1.028 | 0.55252 | 10.6661 | 0.0064094 | 0.6898% | 0.7051% | 4.8643e-05 |  |  | 0.47 | 1.028 | 0.55252 | 10.6661 | 0.0079634 | 1.705% | 0.7051% | 0.00012025
[5 empty] | 0.475 | 1.0371 | 0.553 | 10.8906 | 0.0045267 | 0.2441% | 0.7058% | 1.723e-05 |  |  |  | 0.475 | 1.0371 | 0.553 | 10.8906 | 0.0065443 | 0.7043% | 0.7058% | 4.9706e-05 |  |  | 0.475 | 1.0371 | 0.553 | 10.8906 | 0.008131 | 1.741% | 0.7058% | 0.00012287
[5 empty] | 0.48 | 1.0461 | 0.55339 | 11.1196 | 0.0046219 | 0.2493% | 0.7063% | 1.7605e-05 |  |  |  | 0.48 | 1.0461 | 0.55339 | 11.1196 | 0.0066819 | 0.7191% | 0.7063% | 5.0783e-05 |  |  | 0.48 | 1.0461 | 0.55339 | 11.1196 | 0.008302 | 1.777% | 0.7063% | 0.00012552
[5 empty] | 0.485 | 1.0551 | 0.55369 | 11.3533 | 0.004719 | 0.2545% | 0.7066% | 1.7984e-05 |  |  |  | 0.485 | 1.0551 | 0.55369 | 11.3533 | 0.0068224 | 0.7341% | 0.7066% | 5.1875e-05 |  |  | 0.485 | 1.0551 | 0.55369 | 11.3533 | 0.0084764 | 1.814% | 0.7066% | 0.0001282
[5 empty] | 0.49 | 1.0642 | 0.55391 | 11.5918 | 0.0048181 | 0.2598% | 0.7069% | 1.8369e-05 |  |  |  | 0.49 | 1.0642 | 0.55391 | 11.5918 | 0.0069657 | 0.7495% | 0.7069% | 5.2982e-05 |  |  | 0.49 | 1.0642 | 0.55391 | 11.5918 | 0.0086545 | 1.852% | 0.7069% | 0.00013092
[5 empty] | 0.495 | 1.0732 | 0.55404 | 11.8352 | 0.0049193 | 0.2653% | 0.7071% | 1.8758e-05 |  |  |  | 0.495 | 1.0732 | 0.55404 | 11.8352 | 0.0071119 | 0.7651% | 0.7071% | 5.4103e-05 |  |  | 0.495 | 1.0732 | 0.55404 | 11.8352 | 0.0088362 | 1.891% | 0.7071% | 0.00013368
[5 empty] | 0.5 | 1.0822 | 0.55409 | 12.0837 | 0.0050226 | 0.2709% | 0.7071% | 1.9153e-05 |  |  |  | 0.5 | 1.0822 | 0.55409 | 12.0837 | 0.0072613 | 0.7812% | 0.7071% | 5.5239e-05 |  |  | 0.5 | 1.0822 | 0.55409 | 12.0837 | 0.0090218 | 1.93% | 0.7071% | 0.00013647
[5 empty] | 0.505 | 1.0912 | 0.55404 | 12.3374 | 0.005128 | 0.2765% | 0.7071% | 1.9553e-05 |  |  |  | 0.505 | 1.0912 | 0.55404 | 12.3374 | 0.0074137 | 0.7975% | 0.7071% | 5.6389e-05 |  |  | 0.505 | 1.0912 | 0.55404 | 12.3374 | 0.0092112 | 1.97% | 0.7071% | 0.00013929
[5 empty] | 0.51 | 1.1002 | 0.55391 | 12.5965 | 0.0052357 | 0.2823% | 0.7069% | 1.9959e-05 |  |  |  | 0.51 | 1.1002 | 0.55391 | 12.5965 | 0.0075694 | 0.8142% | 0.7069% | 5.7555e-05 |  |  | 0.51 | 1.1002 | 0.55391 | 12.5965 | 0.0094046 | 2.011% | 0.7069% | 0.00014215
[5 empty] | 0.515 | 1.1093 | 0.55369 | 12.8611 | 0.0053457 | 0.2883% | 0.7066% | 2.0369e-05 |  |  |  | 0.515 | 1.1093 | 0.55369 | 12.8611 | 0.0077284 | 0.8312% | 0.7066% | 5.8736e-05 |  |  | 0.515 | 1.1093 | 0.55369 | 12.8611 | 0.0096022 | 2.053% | 0.7066% | 0.00014505
[5 empty] | 0.52 | 1.1183 | 0.55339 | 13.1314 | 0.0054581 | 0.2943% | 0.7063% | 2.0785e-05 |  |  |  | 0.52 | 1.1183 | 0.55339 | 13.1314 | 0.0078908 | 0.8486% | 0.7063% | 5.9932e-05 |  |  | 0.52 | 1.1183 | 0.55339 | 13.1314 | 0.009804 | 2.095% | 0.7063% | 0.00014799
[5 empty] | 0.525 | 1.1273 | 0.553 | 13.4075 | 0.0055728 | 0.3005% | 0.7058% | 2.1207e-05 |  |  |  | 0.525 | 1.1273 | 0.553 | 13.4075 | 0.0080568 | 0.8664% | 0.7058% | 6.1144e-05 |  |  | 0.525 | 1.1273 | 0.553 | 13.4075 | 0.01001 | 2.139% | 0.7058% | 0.00015096
[5 empty] | 0.53 | 1.1364 | 0.55252 | 13.6897 | 0.0056901 | 0.3068% | 0.7051% | 2.1633e-05 |  |  |  | 0.53 | 1.1364 | 0.55252 | 13.6897 | 0.0082263 | 0.8845% | 0.7051% | 6.2371e-05 |  |  | 0.53 | 1.1364 | 0.55252 | 13.6897 | 0.010221 | 2.184% | 0.7051% | 0.00015397
[5 empty] | 0.535 | 1.1454 | 0.55195 | 13.9781 | 0.00581 | 0.3132% | 0.7044% | 2.2066e-05 |  |  |  | 0.535 | 1.1454 | 0.55195 | 13.9781 | 0.0083996 | 0.9031% | 0.7044% | 6.3613e-05 |  |  | 0.535 | 1.1454 | 0.55195 | 13.9781 | 0.010436 | 2.229% | 0.7044% | 0.00015701
[5 empty] | 0.54 | 1.1545 | 0.5513 | 14.2729 | 0.0059325 | 0.3198% | 0.7036% | 2.2504e-05 |  |  |  | 0.54 | 1.1545 | 0.5513 | 14.2729 | 0.0085768 | 0.922% | 0.7036% | 6.4872e-05 |  |  | 0.54 | 1.1545 | 0.5513 | 14.2729 | 0.010656 | 2.275% | 0.7036% | 0.0001601
[5 empty] | 0.545 | 1.1636 | 0.55056 | 14.5743 | 0.0060578 | 0.3266% | 0.7026% | 2.2947e-05 |  |  |  | 0.545 | 1.1636 | 0.55056 | 14.5743 | 0.0087579 | 0.9414% | 0.7026% | 6.6146e-05 |  |  | 0.545 | 1.1636 | 0.55056 | 14.5743 | 0.010881 | 2.323% | 0.7026% | 0.00016322
[5 empty] | 0.55 | 1.1727 | 0.54973 | 14.8825 | 0.0061859 | 0.3335% | 0.7016% | 2.3397e-05 |  |  |  | 0.55 | 1.1727 | 0.54973 | 14.8825 | 0.0089431 | 0.9612% | 0.7016% | 6.7437e-05 |  |  | 0.55 | 1.1727 | 0.54973 | 14.8825 | 0.011111 | 2.371% | 0.7016% | 0.00016638
[5 empty] | 0.555 | 1.1818 | 0.54881 | 15.1977 | 0.0063169 | 0.3405% | 0.7004% | 2.3851e-05 |  |  |  | 0.555 | 1.1818 | 0.54881 | 15.1977 | 0.0091325 | 0.9815% | 0.7004% | 6.8743e-05 |  |  | 0.555 | 1.1818 | 0.54881 | 15.1977 | 0.011347 | 2.421% | 0.7004% | 0.00016958
[5 empty] | 0.56 | 1.1909 | 0.54781 | 15.5202 | 0.006451 | 0.3477% | 0.6991% | 2.4312e-05 |  |  |  | 0.56 | 1.1909 | 0.54781 | 15.5202 | 0.0093263 | 1.002% | 0.6991% | 7.0066e-05 |  |  | 0.56 | 1.1909 | 0.54781 | 15.5202 | 0.011587 | 2.472% | 0.6991% | 0.00017281
[5 empty] | 0.565 | 1.2 | 0.54672 | 15.8502 | 0.0065881 | 0.3551% | 0.6977% | 2.4778e-05 |  |  |  | 0.565 | 1.2 | 0.54672 | 15.8502 | 0.0095246 | 1.023% | 0.6977% | 7.1405e-05 |  |  | 0.565 | 1.2 | 0.54672 | 15.8502 | 0.011834 | 2.524% | 0.6977% | 0.00017609
[5 empty] | 0.57 | 1.2092 | 0.54553 | 16.1879 | 0.0067285 | 0.3627% | 0.6962% | 2.5251e-05 |  |  |  | 0.57 | 1.2092 | 0.54553 | 16.1879 | 0.0097275 | 1.045% | 0.6962% | 7.2761e-05 |  |  | 0.57 | 1.2092 | 0.54553 | 16.1879 | 0.012086 | 2.577% | 0.6962% | 0.0001794
[5 empty] | 0.575 | 1.2184 | 0.54427 | 16.5335 | 0.0068722 | 0.3704% | 0.6946% | 2.5729e-05 |  |  |  | 0.575 | 1.2184 | 0.54427 | 16.5335 | 0.0099352 | 1.067% | 0.6946% | 7.4134e-05 |  |  | 0.575 | 1.2184 | 0.54427 | 16.5335 | 0.012344 | 2.631% | 0.6946% | 0.00018276
[5 empty] | 0.58 | 1.2276 | 0.54291 | 16.8874 | 0.0070193 | 0.3783% | 0.6929% | 2.6213e-05 |  |  |  | 0.58 | 1.2276 | 0.54291 | 16.8874 | 0.010148 | 1.09% | 0.6929% | 7.5523e-05 |  |  | 0.58 | 1.2276 | 0.54291 | 16.8874 | 0.012608 | 2.687% | 0.6929% | 0.00018615
[5 empty] | 0.585 | 1.2368 | 0.54146 | 17.2498 | 0.0071699 | 0.3864% | 0.691% | 2.6703e-05 |  |  |  | 0.585 | 1.2368 | 0.54146 | 17.2498 | 0.010366 | 1.113% | 0.691% | 7.6929e-05 |  |  | 0.585 | 1.2368 | 0.54146 | 17.2498 | 0.012879 | 2.743% | 0.691% | 0.00018958
[5 empty] | 0.59 | 1.246 | 0.53993 | 17.6211 | 0.0073242 | 0.3947% | 0.6891% | 2.7199e-05 |  |  |  | 0.59 | 1.246 | 0.53993 | 17.6211 | 0.010589 | 1.137% | 0.6891% | 7.8352e-05 |  |  | 0.59 | 1.246 | 0.53993 | 17.6211 | 0.013156 | 2.802% | 0.6891% | 0.00019306
[5 empty] | 0.595 | 1.2553 | 0.5383 | 18.0014 | 0.0074823 | 0.4032% | 0.687% | 2.7702e-05 |  |  |  | 0.595 | 1.2553 | 0.5383 | 18.0014 | 0.010817 | 1.161% | 0.687% | 7.9793e-05 |  |  | 0.595 | 1.2553 | 0.5383 | 18.0014 | 0.01344 | 2.861% | 0.687% | 0.00019657
[5 empty] | 0.6 | 1.2646 | 0.53659 | 18.3912 | 0.0076443 | 0.4119% | 0.6848% | 2.821e-05 |  |  |  | 0.6 | 1.2646 | 0.53659 | 18.3912 | 0.011052 | 1.186% | 0.6848% | 8.1251e-05 |  |  | 0.6 | 1.2646 | 0.53659 | 18.3912 | 0.013731 | 2.922% | 0.6848% | 0.00020012
[5 empty] | 0.605 | 1.2739 | 0.53478 | 18.7907 | 0.0078104 | 0.4209% | 0.6825% | 2.8725e-05 |  |  |  | 0.605 | 1.2739 | 0.53478 | 18.7907 | 0.011292 | 1.212% | 0.6825% | 8.2726e-05 |  |  | 0.605 | 1.2739 | 0.53478 | 18.7907 | 0.014029 | 2.985% | 0.6825% | 0.00020372
[5 empty] | 0.61 | 1.2833 | 0.53289 | 19.2004 | 0.0079806 | 0.43% | 0.6801% | 2.9246e-05 |  |  |  | 0.61 | 1.2833 | 0.53289 | 19.2004 | 0.011538 | 1.238% | 0.6801% | 8.4219e-05 |  |  | 0.61 | 1.2833 | 0.53289 | 19.2004 | 0.014335 | 3.049% | 0.6801% | 0.00020735
[5 empty] | 0.615 | 1.2927 | 0.5309 | 19.6205 | 0.0081553 | 0.4394% | 0.6776% | 2.9773e-05 |  |  |  | 0.615 | 1.2927 | 0.5309 | 19.6205 | 0.01179 | 1.265% | 0.6776% | 8.5729e-05 |  |  | 0.615 | 1.2927 | 0.5309 | 19.6205 | 0.014649 | 3.115% | 0.6776% | 0.00021103
[5 empty] | 0.62 | 1.3021 | 0.52883 | 20.0515 | 0.0083344 | 0.449% | 0.6749% | 3.0306e-05 |  |  |  | 0.62 | 1.3021 | 0.52883 | 20.0515 | 0.012049 | 1.293% | 0.6749% | 8.7258e-05 |  |  | 0.62 | 1.3021 | 0.52883 | 20.0515 | 0.014971 | 3.182% | 0.6749% | 0.00021475
[5 empty] | 0.625 | 1.3116 | 0.52666 | 20.4937 | 0.0085182 | 0.4589% | 0.6721% | 3.0846e-05 |  |  |  | 0.625 | 1.3116 | 0.52666 | 20.4937 | 0.012315 | 1.321% | 0.6721% | 8.8804e-05 |  |  | 0.625 | 1.3116 | 0.52666 | 20.4937 | 0.015301 | 3.251% | 0.6721% | 0.00021851
[5 empty] | 0.63 | 1.3211 | 0.5244 | 20.9476 | 0.0087069 | 0.4691% | 0.6693% | 3.1393e-05 |  |  |  | 0.63 | 1.3211 | 0.5244 | 20.9476 | 0.012588 | 1.35% | 0.6693% | 9.0368e-05 |  |  | 0.63 | 1.3211 | 0.5244 | 20.9476 | 0.01564 | 3.322% | 0.6693% | 0.00022231
[5 empty] | 0.635 | 1.3307 | 0.52205 | 21.4136 | 0.0089006 | 0.4795% | 0.6663% | 3.1946e-05 |  |  |  | 0.635 | 1.3307 | 0.52205 | 21.4136 | 0.012868 | 1.38% | 0.6663% | 9.1951e-05 |  |  | 0.635 | 1.3307 | 0.52205 | 21.4136 | 0.015988 | 3.394% | 0.6663% | 0.00022615
[5 empty] | 0.64 | 1.3403 | 0.51961 | 21.8922 | 0.0090995 | 0.4902% | 0.6631% | 3.2505e-05 |  |  |  | 0.64 | 1.3403 | 0.51961 | 21.8922 | 0.013155 | 1.411% | 0.6631% | 9.3551e-05 |  |  | 0.64 | 1.3403 | 0.51961 | 21.8922 | 0.016345 | 3.469% | 0.6631% | 0.00023004
[5 empty] | 0.645 | 1.3499 | 0.51707 | 22.3839 | 0.0093039 | 0.5011% | 0.6599% | 3.3071e-05 |  |  |  | 0.645 | 1.3499 | 0.51707 | 22.3839 | 0.013451 | 1.442% | 0.6599% | 9.5171e-05 |  |  | 0.645 | 1.3499 | 0.51707 | 22.3839 | 0.016712 | 3.545% | 0.6599% | 0.00023396
[5 empty] | 0.65 | 1.3596 | 0.51444 | 22.8892 | 0.0095139 | 0.5124% | 0.6565% | 3.3644e-05 |  |  |  | 0.65 | 1.3596 | 0.51444 | 22.8892 | 0.013754 | 1.475% | 0.6565% | 9.6808e-05 |  |  | 0.65 | 1.3596 | 0.51444 | 22.8892 | 0.017089 | 3.624% | 0.6565% | 0.00023793
[5 empty] | 0.655 | 1.3694 | 0.51172 | 23.4086 | 0.0097298 | 0.524% | 0.6531% | 3.4223e-05 |  |  |  | 0.655 | 1.3694 | 0.51172 | 23.4086 | 0.014067 | 1.508% | 0.6531% | 9.8465e-05 |  |  | 0.655 | 1.3694 | 0.51172 | 23.4086 | 0.017477 | 3.705% | 0.6531% | 0.00024194
[5 empty] | 0.66 | 1.3792 | 0.5089 | 23.9427 | 0.0099518 | 0.536% | 0.6495% | 3.4809e-05 |  |  |  | 0.66 | 1.3792 | 0.5089 | 23.9427 | 0.014388 | 1.542% | 0.6495% | 0.00010014 |  |  | 0.66 | 1.3792 | 0.5089 | 23.9427 | 0.017876 | 3.788% | 0.6495% | 0.00024599
[5 empty] | 0.665 | 1.389 | 0.50599 | 24.4921 | 0.01018 | 0.5482% | 0.6458% | 3.5402e-05 |  |  |  | 0.665 | 1.389 | 0.50599 | 24.4921 | 0.014718 | 1.577% | 0.6458% | 0.00010183 |  |  | 0.665 | 1.389 | 0.50599 | 24.4921 | 0.018286 | 3.873% | 0.6458% | 0.00025009
[5 empty] | 0.67 | 1.3989 | 0.50298 | 25.0575 | 0.010415 | 0.5608% | 0.6419% | 3.6002e-05 |  |  |  | 0.67 | 1.3989 | 0.50298 | 25.0575 | 0.015057 | 1.613% | 0.6419% | 0.00010355 |  |  | 0.67 | 1.3989 | 0.50298 | 25.0575 | 0.018708 | 3.96% | 0.6419% | 0.00025423
[5 empty] | 0.675 | 1.4089 | 0.49988 | 25.6395 | 0.010657 | 0.5738% | 0.638% | 3.6608e-05 |  |  |  | 0.675 | 1.4089 | 0.49988 | 25.6395 | 0.015407 | 1.65% | 0.638% | 0.00010528 |  |  | 0.675 | 1.4089 | 0.49988 | 25.6395 | 0.019143 | 4.05% | 0.638% | 0.00025841
[5 empty] | 0.68 | 1.4189 | 0.49668 | 26.2387 | 0.010906 | 0.5872% | 0.6339% | 3.7222e-05 |  |  |  | 0.68 | 1.4189 | 0.49668 | 26.2387 | 0.015767 | 1.688% | 0.6339% | 0.00010703 |  |  | 0.68 | 1.4189 | 0.49668 | 26.2387 | 0.01959 | 4.143% | 0.6339% | 0.00026263
[5 empty] | 0.685 | 1.429 | 0.49339 | 26.8561 | 0.011163 | 0.601% | 0.6297% | 3.7842e-05 |  |  |  | 0.685 | 1.429 | 0.49339 | 26.8561 | 0.016138 | 1.728% | 0.6297% | 0.0001088 |  |  | 0.685 | 1.429 | 0.49339 | 26.8561 | 0.020051 | 4.239% | 0.6297% | 0.00026689
[5 empty] | 0.69 | 1.4392 | 0.48999 | 27.4924 | 0.011427 | 0.6152% | 0.6253% | 3.8469e-05 |  |  |  | 0.69 | 1.4392 | 0.48999 | 27.4924 | 0.016521 | 1.768% | 0.6253% | 0.00011059 |  |  | 0.69 | 1.4392 | 0.48999 | 27.4924 | 0.020526 | 4.337% | 0.6253% | 0.0002712
[5 empty] | 0.695 | 1.4495 | 0.4865 | 28.1483 | 0.0117 | 0.6298% | 0.6209% | 3.9103e-05 |  |  |  | 0.695 | 1.4495 | 0.4865 | 28.1483 | 0.016915 | 1.81% | 0.6209% | 0.00011239 |  |  | 0.695 | 1.4495 | 0.4865 | 28.1483 | 0.021016 | 4.438% | 0.6209% | 0.00027554
[5 empty] | 0.7 | 1.4598 | 0.48291 | 28.8249 | 0.011981 | 0.6449% | 0.6163% | 3.9745e-05 |  |  |  | 0.7 | 1.4598 | 0.48291 | 28.8249 | 0.017321 | 1.853% | 0.6163% | 0.00011422 |  |  | 0.7 | 1.4598 | 0.48291 | 28.8249 | 0.021521 | 4.542% | 0.6163% | 0.00027993
[5 empty] | 0.705 | 1.4702 | 0.47921 | 29.5231 | 0.012271 | 0.6605% | 0.6116% | 4.0393e-05 |  |  |  | 0.705 | 1.4702 | 0.47921 | 29.5231 | 0.017741 | 1.898% | 0.6116% | 0.00011607 |  |  | 0.705 | 1.4702 | 0.47921 | 29.5231 | 0.022042 | 4.65% | 0.6116% | 0.00028436
[5 empty] | 0.71 | 1.4806 | 0.47542 | 30.2438 | 0.012571 | 0.6765% | 0.6067% | 4.1048e-05 |  |  |  | 0.71 | 1.4806 | 0.47542 | 30.2438 | 0.018174 | 1.944% | 0.6067% | 0.00011793 |  |  | 0.71 | 1.4806 | 0.47542 | 30.2438 | 0.02258 | 4.76% | 0.6067% | 0.00028883
[5 empty] | 0.715 | 1.4912 | 0.47153 | 30.9883 | 0.01288 | 0.6931% | 0.6018% | 4.1711e-05 |  |  |  | 0.715 | 1.4912 | 0.47153 | 30.9883 | 0.018621 | 1.991% | 0.6018% | 0.00011982 |  |  | 0.715 | 1.4912 | 0.47153 | 30.9883 | 0.023136 | 4.875% | 0.6018% | 0.00029334
[5 empty] | 0.72 | 1.5018 | 0.46753 | 31.7575 | 0.0132 | 0.7103% | 0.5967% | 4.238e-05 |  |  |  | 0.72 | 1.5018 | 0.46753 | 31.7575 | 0.019084 | 2.04% | 0.5967% | 0.00012172 |  |  | 0.72 | 1.5018 | 0.46753 | 31.7575 | 0.02371 | 4.992% | 0.5967% | 0.00029789
[5 empty] | 0.725 | 1.5126 | 0.46343 | 32.5527 | 0.013531 | 0.728% | 0.5914% | 4.3057e-05 |  |  |  | 0.725 | 1.5126 | 0.46343 | 32.5527 | 0.019561 | 2.09% | 0.5914% | 0.00012364 |  |  | 0.725 | 1.5126 | 0.46343 | 32.5527 | 0.024304 | 5.114% | 0.5914% | 0.00030248
[5 empty] | 0.73 | 1.5234 | 0.45923 | 33.3753 | 0.013872 | 0.7463% | 0.5861% | 4.374e-05 |  |  |  | 0.73 | 1.5234 | 0.45923 | 33.3753 | 0.020056 | 2.143% | 0.5861% | 0.00012558 |  |  | 0.73 | 1.5234 | 0.45923 | 33.3753 | 0.024918 | 5.24% | 0.5861% | 0.00030711
[5 empty] | 0.735 | 1.5344 | 0.45492 | 34.2266 | 0.014226 | 0.7653% | 0.5806% | 4.4431e-05 |  |  |  | 0.735 | 1.5344 | 0.45492 | 34.2266 | 0.020567 | 2.197% | 0.5806% | 0.00012754 |  |  | 0.735 | 1.5344 | 0.45492 | 34.2266 | 0.025554 | 5.37% | 0.5806% | 0.00031178
[5 empty] | 0.74 | 1.5454 | 0.45051 | 35.1082 | 0.014593 | 0.7849% | 0.575% | 4.5129e-05 |  |  |  | 0.74 | 1.5454 | 0.45051 | 35.1082 | 0.021097 | 2.253% | 0.575% | 0.00012952 |  |  | 0.74 | 1.5454 | 0.45051 | 35.1082 | 0.026212 | 5.504% | 0.575% | 0.00031648
[5 empty] | 0.745 | 1.5566 | 0.44599 | 36.0216 | 0.014972 | 0.8052% | 0.5692% | 4.5833e-05 |  |  |  | 0.745 | 1.5566 | 0.44599 | 36.0216 | 0.021646 | 2.311% | 0.5692% | 0.00013152 |  |  | 0.745 | 1.5566 | 0.44599 | 36.0216 | 0.026894 | 5.644% | 0.5692% | 0.00032122
[5 empty] | 0.75 | 1.5678 | 0.44136 | 36.9686 | 0.015366 | 0.8263% | 0.5633% | 4.6545e-05 |  |  |  | 0.75 | 1.5678 | 0.44136 | 36.9686 | 0.022215 | 2.371% | 0.5633% | 0.00013353 |  |  | 0.75 | 1.5678 | 0.44136 | 36.9686 | 0.027601 | 5.788% | 0.5633% | 0.000326
[5 empty] | 0.755 | 1.5792 | 0.43662 | 37.9509 | 0.015774 | 0.8482% | 0.5572% | 4.7264e-05 |  |  |  | 0.755 | 1.5792 | 0.43662 | 37.9509 | 0.022805 | 2.433% | 0.5572% | 0.00013557 |  |  | 0.755 | 1.5792 | 0.43662 | 37.9509 | 0.028334 | 5.937% | 0.5572% | 0.00033081
[5 empty] | 0.76 | 1.5907 | 0.43177 | 38.9707 | 0.016198 | 0.8709% | 0.551% | 4.7989e-05 |  |  |  | 0.76 | 1.5907 | 0.43177 | 38.9707 | 0.023418 | 2.497% | 0.551% | 0.00013762 |  |  | 0.76 | 1.5907 | 0.43177 | 38.9707 | 0.029096 | 6.091% | 0.551% | 0.00033565
[5 empty] | 0.765 | 1.6024 | 0.42681 | 40.0299 | 0.016638 | 0.8945% | 0.5447% | 4.8721e-05 |  |  |  | 0.765 | 1.6024 | 0.42681 | 40.0299 | 0.024055 | 2.564% | 0.5447% | 0.00013969 |  |  | 0.765 | 1.6024 | 0.42681 | 40.0299 | 0.029887 | 6.252% | 0.5447% | 0.00034052
[5 empty] | 0.77 | 1.6142 | 0.42173 | 41.131 | 0.017096 | 0.9189% | 0.5382% | 4.946e-05 |  |  |  | 0.77 | 1.6142 | 0.42173 | 41.131 | 0.024716 | 2.634% | 0.5382% | 0.00014177 |  |  | 0.77 | 1.6142 | 0.42173 | 41.131 | 0.030709 | 6.418% | 0.5382% | 0.00034543
[5 empty] | 0.775 | 1.6261 | 0.41655 | 42.2765 | 0.017572 | 0.9444% | 0.5316% | 5.0206e-05 |  |  |  | 0.775 | 1.6261 | 0.41655 | 42.2765 | 0.025405 | 2.706% | 0.5316% | 0.00014387 |  |  | 0.775 | 1.6261 | 0.41655 | 42.2765 | 0.031564 | 6.591% | 0.5316% | 0.00035036
[5 empty] | 0.78 | 1.6382 | 0.41124 | 43.4689 | 0.018068 | 0.9709% | 0.5248% | 5.0958e-05 |  |  |  | 0.78 | 1.6382 | 0.41124 | 43.4689 | 0.026121 | 2.782% | 0.5248% | 0.00014599 |  |  | 0.78 | 1.6382 | 0.41124 | 43.4689 | 0.032454 | 6.77% | 0.5248% | 0.00035532
[5 empty] | 0.785 | 1.6504 | 0.40582 | 44.7114 | 0.018584 | 0.9985% | 0.5179% | 5.1716e-05 |  |  |  | 0.785 | 1.6504 | 0.40582 | 44.7114 | 0.026868 | 2.86% | 0.5179% | 0.00014813 |  |  | 0.785 | 1.6504 | 0.40582 | 44.7114 | 0.033382 | 6.957% | 0.5179% | 0.0003603
[5 empty] | 0.79 | 1.6628 | 0.40028 | 46.0069 | 0.019123 | 1.027% | 0.5108% | 5.248e-05 |  |  |  | 0.79 | 1.6628 | 0.40028 | 46.0069 | 0.027646 | 2.942% | 0.5108% | 0.00015027 |  |  | 0.79 | 1.6628 | 0.40028 | 46.0069 | 0.034349 | 7.151% | 0.5108% | 0.0003653
[5 empty] | 0.795 | 1.6754 | 0.39462 | 47.3591 | 0.019685 | 1.057% | 0.5036% | 5.3251e-05 |  |  |  | 0.795 | 1.6754 | 0.39462 | 47.3591 | 0.028459 | 3.027% | 0.5036% | 0.00015244 |  |  | 0.795 | 1.6754 | 0.39462 | 47.3591 | 0.035359 | 7.353% | 0.5036% | 0.00037032
[5 empty] | 0.8 | 1.6882 | 0.38884 | 48.7716 | 0.020272 | 1.089% | 0.4962% | 5.4027e-05 |  |  |  | 0.8 | 1.6882 | 0.38884 | 48.7716 | 0.029308 | 3.116% | 0.4962% | 0.00015461 |  |  | 0.8 | 1.6882 | 0.38884 | 48.7716 | 0.036413 | 7.564% | 0.4962% | 0.00037535
[5 empty] | 0.805 | 1.7011 | 0.38293 | 50.2487 | 0.020886 | 1.122% | 0.4887% | 5.4808e-05 |  |  |  | 0.805 | 1.7011 | 0.38293 | 50.2487 | 0.030195 | 3.208% | 0.4887% | 0.0001568 |  |  | 0.805 | 1.7011 | 0.38293 | 50.2487 | 0.037516 | 7.784% | 0.4887% | 0.0003804
[5 empty] | 0.81 | 1.7143 | 0.3769 | 51.7947 | 0.021528 | 1.156% | 0.481% | 5.5595e-05 |  |  |  | 0.81 | 1.7143 | 0.3769 | 51.7947 | 0.031124 | 3.306% | 0.481% | 0.000159 |  |  | 0.81 | 1.7143 | 0.3769 | 51.7947 | 0.03867 | 8.013% | 0.481% | 0.00038545
[5 empty] | 0.815 | 1.7277 | 0.37074 | 53.4147 | 0.022202 | 1.192% | 0.4731% | 5.6387e-05 |  |  |  | 0.815 | 1.7277 | 0.37074 | 53.4147 | 0.032098 | 3.407% | 0.4731% | 0.00016121 |  |  | 0.815 | 1.7277 | 0.37074 | 53.4147 | 0.03988 | 8.253% | 0.4731% | 0.00039051
[5 empty] | 0.82 | 1.7413 | 0.36444 | 55.1141 | 0.022908 | 1.229% | 0.4651% | 5.7182e-05 |  |  |  | 0.82 | 1.7413 | 0.36444 | 55.1141 | 0.033119 | 3.514% | 0.4651% | 0.00016342 |  |  | 0.82 | 1.7413 | 0.36444 | 55.1141 | 0.041148 | 8.505% | 0.4651% | 0.00039556
[5 empty] | 0.825 | 1.7551 | 0.35802 | 56.899 | 0.02365 | 1.269% | 0.4569% | 5.7982e-05 |  |  |  | 0.825 | 1.7551 | 0.35802 | 56.899 | 0.034191 | 3.625% | 0.4569% | 0.00016565 |  |  | 0.825 | 1.7551 | 0.35802 | 56.899 | 0.042481 | 8.768% | 0.4569% | 0.0004006
[5 empty] | 0.83 | 1.7692 | 0.35146 | 58.7759 | 0.02443 | 1.311% | 0.4485% | 5.8785e-05 |  |  |  | 0.83 | 1.7692 | 0.35146 | 58.7759 | 0.035319 | 3.743% | 0.4485% | 0.00016788 |  |  | 0.83 | 1.7692 | 0.35146 | 58.7759 | 0.043882 | 9.043% | 0.4485% | 0.00040563
[5 empty] | 0.835 | 1.7836 | 0.34477 | 60.7522 | 0.025252 | 1.354% | 0.44% | 5.9591e-05 |  |  |  | 0.835 | 1.7836 | 0.34477 | 60.7522 | 0.036507 | 3.866% | 0.44% | 0.00017011 |  |  | 0.835 | 1.7836 | 0.34477 | 60.7522 | 0.045358 | 9.333% | 0.44% | 0.00041064
[5 empty] | 0.84 | 1.7982 | 0.33793 | 62.8362 | 0.026118 | 1.4% | 0.4313% | 6.0399e-05 |  |  |  | 0.84 | 1.7982 | 0.33793 | 62.8362 | 0.037759 | 3.996% | 0.4313% | 0.00017234 |  |  | 0.84 | 1.7982 | 0.33793 | 62.8362 | 0.046914 | 9.637% | 0.4313% | 0.00041562
[5 empty] | 0.845 | 1.8132 | 0.33096 | 65.0369 | 0.027033 | 1.449% | 0.4224% | 6.1209e-05 |  |  |  | 0.845 | 1.8132 | 0.33096 | 65.0369 | 0.039082 | 4.133% | 0.4224% | 0.00017457 |  |  | 0.845 | 1.8132 | 0.33096 | 65.0369 | 0.048557 | 9.957% | 0.4224% | 0.00042056
[5 empty] | 0.85 | 1.8284 | 0.32383 | 67.3646 | 0.028 | 1.501% | 0.4133% | 6.2019e-05 |  |  |  | 0.85 | 1.8284 | 0.32383 | 67.3646 | 0.04048 | 4.278% | 0.4133% | 0.00017679 |  |  | 0.85 | 1.8284 | 0.32383 | 67.3646 | 0.050295 | 10.29% | 0.4133% | 0.00042545
[5 empty] | 0.855 | 1.844 | 0.31656 | 69.8309 | 0.029025 | 1.555% | 0.404% | 6.2828e-05 |  |  |  | 0.855 | 1.844 | 0.31656 | 69.8309 | 0.041962 | 4.431% | 0.404% | 0.000179 |  |  | 0.855 | 1.844 | 0.31656 | 69.8309 | 0.052136 | 10.65% | 0.404% | 0.00043028
[5 empty] | 0.86 | 1.86 | 0.30913 | 72.4486 | 0.030113 | 1.613% | 0.3945% | 6.3636e-05 |  |  |  | 0.86 | 1.86 | 0.30913 | 72.4486 | 0.043535 | 4.593% | 0.3945% | 0.00018121 |  |  | 0.86 | 1.86 | 0.30913 | 72.4486 | 0.05409 | 11.03% | 0.3945% | 0.00043504
[5 empty] | 0.865 | 1.8764 | 0.30155 | 75.2324 | 0.03127 | 1.674% | 0.3849% | 6.4441e-05 |  |  |  | 0.865 | 1.8764 | 0.30155 | 75.2324 | 0.045208 | 4.765% | 0.3849% | 0.00018339 |  |  | 0.865 | 1.8764 | 0.30155 | 75.2324 | 0.056169 | 11.43% | 0.3849% | 0.00043971
[5 empty] | 0.87 | 1.8932 | 0.29381 | 78.1991 | 0.032503 | 1.74% | 0.375% | 6.5241e-05 |  |  |  | 0.87 | 1.8932 | 0.29381 | 78.1991 | 0.046991 | 4.948% | 0.375% | 0.00018555 |  |  | 0.87 | 1.8932 | 0.29381 | 78.1991 | 0.058384 | 11.85% | 0.375% | 0.00044427
[5 empty] | 0.875 | 1.9105 | 0.28591 | 81.3676 | 0.03382 | 1.81% | 0.3649% | 6.6034e-05 |  |  |  | 0.875 | 1.9105 | 0.28591 | 81.3676 | 0.048895 | 5.144% | 0.3649% | 0.00018768 |  |  | 0.875 | 1.9105 | 0.28591 | 81.3676 | 0.060749 | 12.3% | 0.3649% | 0.00044871
[5 empty] | 0.88 | 1.9282 | 0.27783 | 84.7599 | 0.03523 | 1.884% | 0.3546% | 6.6819e-05 |  |  |  | 0.88 | 1.9282 | 0.27783 | 84.7599 | 0.050933 | 5.352% | 0.3546% | 0.00018978 |  |  | 0.88 | 1.9282 | 0.27783 | 84.7599 | 0.063282 | 12.78% | 0.3546% | 0.00045301
[5 empty] | 0.885 | 1.9465 | 0.26959 | 88.4012 | 0.036744 | 1.965% | 0.3441% | 6.7594e-05 |  |  |  | 0.885 | 1.9465 | 0.26959 | 88.4012 | 0.053122 | 5.576% | 0.3441% | 0.00019183 |  |  | 0.885 | 1.9465 | 0.26959 | 88.4012 | 0.066001 | 13.29% | 0.3441% | 0.00045713
[5 empty] | 0.89 | 1.9653 | 0.26116 | 92.3209 | 0.038373 | 2.051% | 0.3333% | 6.8355e-05 |  |  |  | 0.89 | 1.9653 | 0.26116 | 92.3209 | 0.055477 | 5.816% | 0.3333% | 0.00019383 |  |  | 0.89 | 1.9653 | 0.26116 | 92.3209 | 0.068927 | 13.83% | 0.3333% | 0.00046106
[5 empty] | 0.895 | 1.9848 | 0.25255 | 96.5533 | 0.040132 | 2.144% | 0.3223% | 6.9098e-05 |  |  |  | 0.895 | 1.9848 | 0.25255 | 96.5533 | 0.05802 | 6.074% | 0.3223% | 0.00019577 |  |  | 0.895 | 1.9848 | 0.25255 | 96.5533 | 0.072087 | 14.42% | 0.3223% | 0.00046475
[5 empty] | 0.9 | 2.0049 | 0.24375 | 101.1386 | 0.042038 | 2.244% | 0.3111% | 6.9821e-05 |  |  |  | 0.9 | 2.0049 | 0.24375 | 101.1386 | 0.060776 | 6.353% | 0.3111% | 0.00019763 |  |  | 0.9 | 2.0049 | 0.24375 | 101.1386 | 0.075511 | 15.05% | 0.3111% | 0.00046816
[5 empty] | 0.905 | 2.0258 | 0.23475 | 106.1248 | 0.044111 | 2.354% | 0.2996% | 7.0519e-05 |  |  |  | 0.905 | 2.0258 | 0.23475 | 106.1248 | 0.063772 | 6.656% | 0.2996% | 0.0001994 |  |  | 0.905 | 2.0258 | 0.23475 | 106.1248 | 0.079233 | 15.73% | 0.2996% | 0.00047126
[5 empty] | 0.91 | 2.0475 | 0.22554 | 111.569 | 0.046374 | 2.473% | 0.2878% | 7.1186e-05 |  |  |  | 0.91 | 2.0475 | 0.22554 | 111.569 | 0.067043 | 6.985% | 0.2878% | 0.00020105 |  |  | 0.91 | 2.0475 | 0.22554 | 111.569 | 0.083298 | 16.47% | 0.2878% | 0.00047398
[5 empty] | 0.915 | 2.0702 | 0.21612 | 117.5403 | 0.048856 | 2.604% | 0.2758% | 7.1816e-05 |  |  |  | 0.915 | 2.0702 | 0.21612 | 117.5403 | 0.070632 | 7.345% | 0.2758% | 0.00020258 |  |  | 0.915 | 2.0702 | 0.21612 | 117.5403 | 0.087756 | 17.27% | 0.2758% | 0.00047627
[5 empty] | 0.92 | 2.0939 | 0.20648 | 124.1228 | 0.051592 | 2.747% | 0.2635% | 7.2401e-05 |  |  |  | 0.92 | 2.0939 | 0.20648 | 124.1228 | 0.074587 | 7.74% | 0.2635% | 0.00020395 |  |  | 0.92 | 2.0939 | 0.20648 | 124.1228 | 0.092671 | 18.14% | 0.2635% | 0.00047804
[5 empty] | 0.925 | 2.1187 | 0.1966 | 131.4204 | 0.054625 | 2.907% | 0.2509% | 7.2932e-05 |  |  |  | 0.925 | 2.1187 | 0.1966 | 131.4204 | 0.078972 | 8.175% | 0.2509% | 0.00020513 |  |  | 0.925 | 2.1187 | 0.1966 | 131.4204 | 0.098119 | 19.1% | 0.2509% | 0.00047921
[5 empty] | 0.93 | 2.1448 | 0.18648 | 139.5628 | 0.058009 | 3.084% | 0.238% | 7.3397e-05 |  |  |  | 0.93 | 2.1448 | 0.18648 | 139.5628 | 0.083865 | 8.659% | 0.238% | 0.00020609 |  |  | 0.93 | 2.1448 | 0.18648 | 139.5628 | 0.1042 | 20.15% | 0.238% | 0.00047965
[5 empty] | 0.935 | 2.1724 | 0.1761 | 148.7145 | 0.061813 | 3.283% | 0.2247% | 7.3781e-05 |  |  |  | 0.935 | 2.1724 | 0.1761 | 148.7145 | 0.089365 | 9.2% | 0.2247% | 0.00020677 |  |  | 0.935 | 2.1724 | 0.1761 | 148.7145 | 0.11103 | 21.32% | 0.2247% | 0.00047924
[5 empty] | 0.94 | 2.2016 | 0.16545 | 159.0878 | 0.066125 | 3.508% | 0.2112% | 7.4066e-05 |  |  |  | 0.94 | 2.2016 | 0.16545 | 159.0878 | 0.095598 | 9.809% | 0.2112% | 0.00020713 |  |  | 0.94 | 2.2016 | 0.16545 | 159.0878 | 0.11878 | 22.63% | 0.2112% | 0.00047781
[5 empty] | 0.945 | 2.2329 | 0.1545 | 170.9618 | 0.07106 | 3.765% | 0.1972% | 7.423e-05 |  |  |  | 0.945 | 2.2329 | 0.1545 | 170.9618 | 0.10273 | 10.5% | 0.1972% | 0.00020708 |  |  | 0.945 | 2.2329 | 0.1545 | 170.9618 | 0.12764 | 24.1% | 0.1972% | 0.00047513
[5 empty] | 0.95 | 2.2665 | 0.14324 | 184.7118 | 0.076775 | 4.061% | 0.1828% | 7.4242e-05 |  |  |  | 0.95 | 2.2665 | 0.14324 | 184.7118 | 0.111 | 11.3% | 0.1828% | 0.00020652 |  |  | 0.95 | 2.2665 | 0.14324 | 184.7118 | 0.13791 | 25.76% | 0.1828% | 0.00047094
[5 empty] | 0.955 | 2.3029 | 0.13165 | 200.8567 | 0.083486 | 4.408% | 0.168% | 7.4063e-05 |  |  |  | 0.955 | 2.3029 | 0.13165 | 200.8567 | 0.1207 | 12.22% | 0.168% | 0.00020534 |  |  | 0.955 | 2.3029 | 0.13165 | 200.8567 | 0.14996 | 27.67% | 0.168% | 0.00046487
[5 empty] | 0.96 | 2.3427 | 0.11969 | 220.1375 | 0.0915 | 4.821% | 0.1527% | 7.3638e-05 |  |  |  | 0.96 | 2.3427 | 0.11969 | 220.1375 | 0.13228 | 13.31% | 0.1527% | 0.00020335 |  |  | 0.96 | 2.3427 | 0.11969 | 220.1375 | 0.16436 | 29.88% | 0.1527% | 0.00045646
[5 empty] | 0.965 | 2.3868 | 0.10732 | 243.6552 | 0.10128 | 5.322% | 0.137% | 7.2893e-05 |  |  |  | 0.965 | 2.3868 | 0.10732 | 243.6552 | 0.14642 | 14.63% | 0.137% | 0.00020033 |  |  | 0.965 | 2.3868 | 0.10732 | 243.6552 | 0.18191 | 32.49% | 0.137% | 0.00044504
[5 empty] | 0.97 | 2.4364 | 0.094503 | 273.1313 | 0.11353 | 5.946% | 0.1206% | 7.1717e-05 |  |  |  | 0.97 | 2.4364 | 0.094503 | 273.1313 | 0.16413 | 16.24% | 0.1206% | 0.00019591 |  |  | 0.97 | 2.4364 | 0.094503 | 273.1313 | 0.20392 | 35.63% | 0.1206% | 0.00042968
[5 empty] | 0.975 | 2.4934 | 0.081174 | 311.4398 | 0.12945 | 6.752% | 0.1036% | 6.9944e-05 |  |  |  | 0.975 | 2.4934 | 0.081174 | 311.4398 | 0.18715 | 18.3% | 0.1036% | 0.00018959 |  |  | 0.975 | 2.4934 | 0.081174 | 311.4398 | 0.23252 | 39.48% | 0.1036% | 0.00040903
[5 empty] | 0.98 | 2.5609 | 0.067247 | 363.8306 | 0.15123 | 7.842% | 0.08582% | 6.73e-05 |  |  |  | 0.98 | 2.5609 | 0.067247 | 363.8306 | 0.21863 | 21.03% | 0.08582% | 0.0001805 |  |  | 0.98 | 2.5609 | 0.067247 | 363.8306 | 0.27164 | 44.39% | 0.08582% | 0.00038094
[5 empty] | 0.985 | 2.6447 | 0.052598 | 441.23 | 0.1834 | 9.429% | 0.06713% | 6.3293e-05 |  |  |  | 0.985 | 2.6447 | 0.052598 | 441.23 | 0.26514 | 24.9% | 0.06713% | 0.00016715 |  |  | 0.985 | 2.6447 | 0.052598 | 441.23 | 0.32942 | 50.91% | 0.06713% | 0.00034176
[5 empty] | 0.99 | 2.7572 | 0.037017 | 571.703 | 0.23763 | 12.04% | 0.04724% | 5.6893e-05 |  |  |  | 0.99 | 2.7572 | 0.037017 | 571.703 | 0.34354 | 31% | 0.04724% | 0.00014644 |  |  | 0.99 | 2.7572 | 0.037017 | 571.703 | 0.42684 | 60.23% | 0.04724% | 0.00028452
[5 empty] | 0.995 | 2.9368 | 0.020083 | 864.5639 | 0.35936 | 17.64% | 0.02563% | 4.5208e-05 |  |  |  | 0.995 | 2.9368 | 0.020083 | 864.5639 | 0.51953 | 42.94% | 0.02563% | 0.00011006 |  |  | 0.995 | 2.9368 | 0.020083 | 864.5639 | 0.64549 | 75.2% | 0.02563% | 0.00019274
|  |  |  | 6 | Light Exercise, Loudly Speaking | 1 | hr | 1.5 | 0.72 |  |  | R(ERq) |  |  |  | Light Exercise, Loudly Speaking | 2 | hr | 1.5 | 0.72 |  |  | R(ERq) |  |  | Light Exercise, Loudly Speaking | 4 | hr | 1.5 | 0.72 |  |  | R(ERq)
[5 empty] | Percentile Increment | log10ERq | pdf log10ERq | I*Erq | Avg quanta/m3 | PI(ERq) | PERq | PI(ERq)*PERq | Risk = | 0.013723 |  | Percentile Increment | log10ERq | pdf log10ERq | I*Erq | Avg quanta/m3 | PI(ERq) | PERq | PI(ERq)*PERq | Risk = | 0.037974 | Percentile Increment | log10ERq | pdf log10ERq | I*Erq | Avg quanta/m3 | PI(ERq) | PERq | PI(ERq)*PERq | Risk = | 0.086657 | ∫ R(ERq)
[5 empty] | 0.005 | -0.3546 | 0.020083 | 0.44198 | 0.00018371 | 0.00992% | 0.02563% | 2.5425e-08 | Percentile = | 0.655 |  | 0.005 | -0.3546 | 0.020083 | 0.44198 | 0.00026559 | 0.02868% | 0.02563% | 7.3508e-08 | Percentile = | 0.645 | 0.005 | -0.3546 | 0.020083 | 0.44198 | 0.00032998 | 0.07125% | 0.02563% | 1.8262e-07 | Percentile = | 0.635 | 1.8262e-07
[5 empty] | 0.01 | -0.17497 | 0.037017 | 0.66839 | 0.00027782 | 0.015% | 0.04724% | 7.0868e-08 | R(ERq)max = | 0.01884% |  | 0.01 | -0.17497 | 0.037017 | 0.66839 | 0.00040164 | 0.04337% | 0.04724% | 2.0488e-07 | R(ERq)max = | 0.05023% | 0.01 | -0.17497 | 0.037017 | 0.66839 | 0.00049902 | 0.1077% | 0.04724% | 5.0894e-07 | R(ERq)max = | 0.1082% | 6.9156e-07
[5 empty] | 0.015 | -0.062465 | 0.052598 | 0.86603 | 0.00035997 | 0.01944% | 0.06713% | 1.3047e-07 | PI 90% = | 5.768% |  | 0.015 | -0.062465 | 0.052598 | 0.86603 | 0.00052041 | 0.05619% | 0.06713% | 3.7718e-07 | PI 90% = | 15.78% | 0.015 | -0.062465 | 0.052598 | 0.86603 | 0.00064659 | 0.1396% | 0.06713% | 9.3686e-07 | PI 90% = | 34.74% | 1.6284e-06
[5 empty] | 0.02 | 0.021301 | 0.067247 | 1.0503 | 0.00043654 | 0.02357% | 0.08582% | 2.0229e-07 | Percentile = | 0.9 |  | 0.02 | 0.021301 | 0.067247 | 1.0503 | 0.00063112 | 0.06814% | 0.08582% | 5.8478e-07 | Percentile = | 0.9 | 0.02 | 0.021301 | 0.067247 | 1.0503 | 0.00078414 | 0.1692% | 0.08582% | 1.4524e-06 | Percentile = | 0.9 | 3.0808e-06
[5 empty] | 0.025 | 0.088826 | 0.081174 | 1.2269 | 0.00050998 | 0.02754% | 0.1036% | 2.8525e-07 |  |  |  | 0.025 | 0.088826 | 0.081174 | 1.2269 | 0.00073729 | 0.0796% | 0.1036% | 8.2458e-07 |  |  | 0.025 | 0.088826 | 0.081174 | 1.2269 | 0.00091605 | 0.1977% | 0.1036% | 2.0478e-06 |  |  | 5.1286e-06
[5 empty] | 0.03 | 0.14583 | 0.094503 | 1.399 | 0.00058151 | 0.0314% | 0.1206% | 3.7867e-07 |  |  |  | 0.03 | 0.14583 | 0.094503 | 1.399 | 0.0008407 | 0.09075% | 0.1206% | 1.0946e-06 |  |  | 0.03 | 0.14583 | 0.094503 | 1.399 | 0.0010445 | 0.2254% | 0.1206% | 2.718e-06 |  |  | 7.8467e-06
[5 empty] | 0.035 | 0.19542 | 0.10732 | 1.5683 | 0.00065186 | 0.03519% | 0.137% | 4.8203e-07 |  |  |  | 0.035 | 0.19542 | 0.10732 | 1.5683 | 0.0009424 | 0.1017% | 0.137% | 1.3933e-06 |  |  | 0.035 | 0.19542 | 0.10732 | 1.5683 | 0.0011709 | 0.2526% | 0.137% | 3.4596e-06 |  |  | 1.1306e-05
[5 empty] | 0.04 | 0.23951 | 0.11969 | 1.7358 | 0.0007215 | 0.03895% | 0.1527% | 5.95e-07 |  |  |  | 0.04 | 0.23951 | 0.11969 | 1.7358 | 0.0010431 | 0.1126% | 0.1527% | 1.7198e-06 |  |  | 0.04 | 0.23951 | 0.11969 | 1.7358 | 0.001296 | 0.2795% | 0.1527% | 4.2699e-06 |  |  | 1.5576e-05
[5 empty] | 0.045 | 0.27931 | 0.13165 | 1.9025 | 0.00079075 | 0.04269% | 0.168% | 7.1728e-07 |  |  |  | 0.045 | 0.27931 | 0.13165 | 1.9025 | 0.0011432 | 0.1234% | 0.168% | 2.0731e-06 |  |  | 0.045 | 0.27931 | 0.13165 | 1.9025 | 0.0014204 | 0.3063% | 0.168% | 5.1468e-06 |  |  | 2.0723e-05
[5 empty] | 0.05 | 0.31571 | 0.14324 | 2.0687 | 0.00085987 | 0.04642% | 0.1828% | 8.4866e-07 |  |  |  | 0.05 | 0.31571 | 0.14324 | 2.0687 | 0.0012431 | 0.1342% | 0.1828% | 2.4528e-06 |  |  | 0.05 | 0.31571 | 0.14324 | 2.0687 | 0.0015445 | 0.3331% | 0.1828% | 6.0888e-06 |  |  | 2.6812e-05
[5 empty] | 0.055 | 0.3493 | 0.1545 | 2.2351 | 0.00092903 | 0.05015% | 0.1972% | 9.8896e-07 |  |  |  | 0.055 | 0.3493 | 0.1545 | 2.2351 | 0.0013431 | 0.145% | 0.1972% | 2.8582e-06 |  |  | 0.055 | 0.3493 | 0.1545 | 2.2351 | 0.0016688 | 0.3598% | 0.1972% | 7.0946e-06 |  |  | 3.3906e-05
[5 empty] | 0.06 | 0.38056 | 0.16545 | 2.4019 | 0.00099837 | 0.0539% | 0.2112% | 1.138e-06 |  |  |  | 0.06 | 0.38056 | 0.16545 | 2.4019 | 0.0014434 | 0.1558% | 0.2112% | 3.2889e-06 |  |  | 0.06 | 0.38056 | 0.16545 | 2.4019 | 0.0017933 | 0.3866% | 0.2112% | 8.1632e-06 |  |  | 4.207e-05
[5 empty] | 0.065 | 0.40985 | 0.1761 | 2.5695 | 0.001068 | 0.05766% | 0.2247% | 1.2958e-06 |  |  |  | 0.065 | 0.40985 | 0.1761 | 2.5695 | 0.001544 | 0.1666% | 0.2247% | 3.7447e-06 |  |  | 0.065 | 0.40985 | 0.1761 | 2.5695 | 0.0019184 | 0.4135% | 0.2247% | 9.2937e-06 |  |  | 5.1363e-05
[5 empty] | 0.07 | 0.43743 | 0.18648 | 2.738 | 0.001138 | 0.06144% | 0.238% | 1.4621e-06 |  |  |  | 0.07 | 0.43743 | 0.18648 | 2.738 | 0.0016453 | 0.1775% | 0.238% | 4.2252e-06 |  |  | 0.07 | 0.43743 | 0.18648 | 2.738 | 0.0020442 | 0.4406% | 0.238% | 1.0485e-05 |  |  | 6.1849e-05
[5 empty] | 0.075 | 0.46354 | 0.1966 | 2.9076 | 0.0012086 | 0.06524% | 0.2509% | 1.637e-06 |  |  |  | 0.075 | 0.46354 | 0.1966 | 2.9076 | 0.0017472 | 0.1885% | 0.2509% | 4.7303e-06 |  |  | 0.075 | 0.46354 | 0.1966 | 2.9076 | 0.0021708 | 0.4678% | 0.2509% | 1.1738e-05 |  |  | 7.3586e-05
[5 empty] | 0.08 | 0.48835 | 0.20648 | 3.0786 | 0.0012796 | 0.06907% | 0.2635% | 1.8202e-06 |  |  |  | 0.08 | 0.48835 | 0.20648 | 3.0786 | 0.00185 | 0.1996% | 0.2635% | 5.2597e-06 |  |  | 0.08 | 0.48835 | 0.20648 | 3.0786 | 0.0022985 | 0.4952% | 0.2635% | 1.305e-05 |  |  | 8.6637e-05
[5 empty] | 0.085 | 0.51201 | 0.21612 | 3.251 | 0.0013513 | 0.07294% | 0.2758% | 2.0119e-06 |  |  |  | 0.085 | 0.51201 | 0.21612 | 3.251 | 0.0019536 | 0.2108% | 0.2758% | 5.8133e-06 |  |  | 0.085 | 0.51201 | 0.21612 | 3.251 | 0.0024272 | 0.5229% | 0.2758% | 1.4423e-05 |  |  | 0.00010106
[5 empty] | 0.09 | 0.53466 | 0.22554 | 3.425 | 0.0014236 | 0.07684% | 0.2878% | 2.2119e-06 |  |  |  | 0.09 | 0.53466 | 0.22554 | 3.425 | 0.0020581 | 0.222% | 0.2878% | 6.391e-06 |  |  | 0.09 | 0.53466 | 0.22554 | 3.425 | 0.0025571 | 0.5508% | 0.2878% | 1.5855e-05 |  |  | 0.00011691
[5 empty] | 0.095 | 0.55638 | 0.23475 | 3.6007 | 0.0014966 | 0.08078% | 0.2996% | 2.4203e-06 |  |  |  | 0.095 | 0.55638 | 0.23475 | 3.6007 | 0.0021637 | 0.2334% | 0.2996% | 6.9927e-06 |  |  | 0.095 | 0.55638 | 0.23475 | 3.6007 | 0.0026883 | 0.579% | 0.2996% | 1.7346e-05 |  |  | 0.00013426
[5 empty] | 0.1 | 0.57728 | 0.24375 | 3.7782 | 0.0015704 | 0.08477% | 0.3111% | 2.6369e-06 |  |  |  | 0.1 | 0.57728 | 0.24375 | 3.7782 | 0.0022704 | 0.2449% | 0.3111% | 7.6183e-06 |  |  | 0.1 | 0.57728 | 0.24375 | 3.7782 | 0.0028208 | 0.6074% | 0.3111% | 1.8896e-05 |  |  | 0.00015316
[5 empty] | 0.105 | 0.59743 | 0.25255 | 3.9576 | 0.001645 | 0.08879% | 0.3223% | 2.8618e-06 |  |  |  | 0.105 | 0.59743 | 0.25255 | 3.9576 | 0.0023782 | 0.2565% | 0.3223% | 8.2678e-06 |  |  | 0.105 | 0.59743 | 0.25255 | 3.9576 | 0.0029548 | 0.6362% | 0.3223% | 2.0505e-05 |  |  | 0.00017366
[5 empty] | 0.11 | 0.6169 | 0.26116 | 4.139 | 0.0017204 | 0.09286% | 0.3333% | 3.095e-06 |  |  |  | 0.11 | 0.6169 | 0.26116 | 4.139 | 0.0024872 | 0.2683% | 0.3333% | 8.9411e-06 |  |  | 0.11 | 0.6169 | 0.26116 | 4.139 | 0.0030902 | 0.6653% | 0.3333% | 2.2173e-05 |  |  | 0.00019584
[5 empty] | 0.115 | 0.63574 | 0.26959 | 4.3226 | 0.0017967 | 0.09697% | 0.3441% | 3.3364e-06 |  |  |  | 0.115 | 0.63574 | 0.26959 | 4.3226 | 0.0025975 | 0.2801% | 0.3441% | 9.6382e-06 |  |  | 0.115 | 0.63574 | 0.26959 | 4.3226 | 0.0032272 | 0.6947% | 0.3441% | 2.39e-05 |  |  | 0.00021974
[5 empty] | 0.12 | 0.65401 | 0.27783 | 4.5083 | 0.0018739 | 0.1011% | 0.3546% | 3.5861e-06 |  |  |  | 0.12 | 0.65401 | 0.27783 | 4.5083 | 0.0027091 | 0.2922% | 0.3546% | 1.0359e-05 |  |  | 0.12 | 0.65401 | 0.27783 | 4.5083 | 0.0033659 | 0.7244% | 0.3546% | 2.5686e-05 |  |  | 0.00024542
[5 empty] | 0.125 | 0.67175 | 0.28591 | 4.6962 | 0.001952 | 0.1054% | 0.3649% | 3.8441e-06 |  |  |  | 0.125 | 0.67175 | 0.28591 | 4.6962 | 0.002822 | 0.3043% | 0.3649% | 1.1104e-05 |  |  | 0.125 | 0.67175 | 0.28591 | 4.6962 | 0.0035062 | 0.7545% | 0.3649% | 2.753e-05 |  |  | 0.00027295
[5 empty] | 0.13 | 0.689 | 0.29381 | 4.8865 | 0.0020311 | 0.1096% | 0.375% | 4.1104e-06 |  |  |  | 0.13 | 0.689 | 0.29381 | 4.8865 | 0.0029364 | 0.3166% | 0.375% | 1.1873e-05 |  |  | 0.13 | 0.689 | 0.29381 | 4.8865 | 0.0036483 | 0.7849% | 0.375% | 2.9433e-05 |  |  | 0.00030238
[5 empty] | 0.135 | 0.70579 | 0.30155 | 5.0792 | 0.0021112 | 0.1139% | 0.3849% | 4.3849e-06 |  |  |  | 0.135 | 0.70579 | 0.30155 | 5.0792 | 0.0030522 | 0.3291% | 0.3849% | 1.2665e-05 |  |  | 0.135 | 0.70579 | 0.30155 | 5.0792 | 0.0037922 | 0.8158% | 0.3849% | 3.1395e-05 |  |  | 0.00033378
[5 empty] | 0.14 | 0.72217 | 0.30913 | 5.2744 | 0.0021923 | 0.1183% | 0.3945% | 4.6678e-06 |  |  |  | 0.14 | 0.72217 | 0.30913 | 5.2744 | 0.0031694 | 0.3417% | 0.3945% | 1.3482e-05 |  |  | 0.14 | 0.72217 | 0.30913 | 5.2744 | 0.0039379 | 0.847% | 0.3945% | 3.3415e-05 |  |  | 0.00036719
[5 empty] | 0.145 | 0.73815 | 0.31656 | 5.4721 | 0.0022745 | 0.1227% | 0.404% | 4.959e-06 |  |  |  | 0.145 | 0.73815 | 0.31656 | 5.4721 | 0.0032883 | 0.3545% | 0.404% | 1.4322e-05 |  |  | 0.145 | 0.73815 | 0.31656 | 5.4721 | 0.0040855 | 0.8786% | 0.404% | 3.5495e-05 |  |  | 0.00040269
[5 empty] | 0.15 | 0.75377 | 0.32383 | 5.6724 | 0.0023577 | 0.1272% | 0.4133% | 5.2585e-06 |  |  |  | 0.15 | 0.75377 | 0.32383 | 5.6724 | 0.0034086 | 0.3675% | 0.4133% | 1.5186e-05 |  |  | 0.15 | 0.75377 | 0.32383 | 5.6724 | 0.0042351 | 0.9106% | 0.4133% | 3.7634e-05 |  |  | 0.00044032
[5 empty] | 0.155 | 0.76904 | 0.33096 | 5.8754 | 0.0024421 | 0.1318% | 0.4224% | 5.5664e-06 |  |  |  | 0.155 | 0.76904 | 0.33096 | 5.8754 | 0.0035306 | 0.3806% | 0.4224% | 1.6075e-05 |  |  | 0.155 | 0.76904 | 0.33096 | 5.8754 | 0.0043866 | 0.943% | 0.4224% | 3.9832e-05 |  |  | 0.00048015
[5 empty] | 0.16 | 0.78399 | 0.33793 | 6.0812 | 0.0025277 | 0.1364% | 0.4313% | 5.8827e-06 |  |  |  | 0.16 | 0.78399 | 0.33793 | 6.0812 | 0.0036543 | 0.3939% | 0.4313% | 1.6988e-05 |  |  | 0.16 | 0.78399 | 0.33793 | 6.0812 | 0.0045403 | 0.9759% | 0.4313% | 4.2089e-05 |  |  | 0.00052224
[5 empty] | 0.165 | 0.79864 | 0.34477 | 6.2898 | 0.0026144 | 0.1411% | 0.44% | 6.2074e-06 |  |  |  | 0.165 | 0.79864 | 0.34477 | 6.2898 | 0.0037796 | 0.4074% | 0.44% | 1.7924e-05 |  |  | 0.165 | 0.79864 | 0.34477 | 6.2898 | 0.004696 | 1.009% | 0.44% | 4.4406e-05 |  |  | 0.00056665
[5 empty] | 0.17 | 0.813 | 0.35146 | 6.5013 | 0.0027023 | 0.1458% | 0.4485% | 6.5406e-06 |  |  |  | 0.17 | 0.813 | 0.35146 | 6.5013 | 0.0039067 | 0.421% | 0.4485% | 1.8886e-05 |  |  | 0.17 | 0.813 | 0.35146 | 6.5013 | 0.0048539 | 1.043% | 0.4485% | 4.6782e-05 |  |  | 0.00061343
[5 empty] | 0.175 | 0.8271 | 0.35802 | 6.7158 | 0.0027914 | 0.1506% | 0.4569% | 6.8822e-06 |  |  |  | 0.175 | 0.8271 | 0.35802 | 6.7158 | 0.0040356 | 0.4349% | 0.4569% | 1.9871e-05 |  |  | 0.175 | 0.8271 | 0.35802 | 6.7158 | 0.005014 | 1.077% | 0.4569% | 4.9219e-05 |  |  | 0.00066265
[5 empty] | 0.18 | 0.84094 | 0.36444 | 6.9333 | 0.0028818 | 0.1555% | 0.4651% | 7.2324e-06 |  |  |  | 0.18 | 0.84094 | 0.36444 | 6.9333 | 0.0041663 | 0.4489% | 0.4651% | 2.0881e-05 |  |  | 0.18 | 0.84094 | 0.36444 | 6.9333 | 0.0051764 | 1.112% | 0.4651% | 5.1715e-05 |  |  | 0.00071437
[5 empty] | 0.185 | 0.85454 | 0.37074 | 7.1538 | 0.0029735 | 0.1604% | 0.4731% | 7.5911e-06 |  |  |  | 0.185 | 0.85454 | 0.37074 | 7.1538 | 0.0042988 | 0.4632% | 0.4731% | 2.1916e-05 |  |  | 0.185 | 0.85454 | 0.37074 | 7.1538 | 0.0053411 | 1.147% | 0.4731% | 5.4272e-05 |  |  | 0.00076864
[5 empty] | 0.19 | 0.86791 | 0.3769 | 7.3776 | 0.0030665 | 0.1655% | 0.481% | 7.9584e-06 |  |  |  | 0.19 | 0.86791 | 0.3769 | 7.3776 | 0.0044333 | 0.4777% | 0.481% | 2.2975e-05 |  |  | 0.19 | 0.86791 | 0.3769 | 7.3776 | 0.0055081 | 1.183% | 0.481% | 5.6889e-05 |  |  | 0.00082553
[5 empty] | 0.195 | 0.88108 | 0.38293 | 7.6046 | 0.0031608 | 0.1705% | 0.4887% | 8.3344e-06 |  |  |  | 0.195 | 0.88108 | 0.38293 | 7.6046 | 0.0045697 | 0.4923% | 0.4887% | 2.406e-05 |  |  | 0.195 | 0.88108 | 0.38293 | 7.6046 | 0.0056776 | 1.219% | 0.4887% | 5.9567e-05 |  |  | 0.00088509
[5 empty] | 0.2 | 0.89403 | 0.38884 | 7.8349 | 0.0032566 | 0.1757% | 0.4962% | 8.719e-06 |  |  |  | 0.2 | 0.89403 | 0.38884 | 7.8349 | 0.0047081 | 0.5072% | 0.4962% | 2.5169e-05 |  |  | 0.2 | 0.89403 | 0.38884 | 7.8349 | 0.0058496 | 1.256% | 0.4962% | 6.2306e-05 |  |  | 0.0009474
[5 empty] | 0.205 | 0.9068 | 0.39462 | 8.0686 | 0.0033537 | 0.1809% | 0.5036% | 9.1124e-06 |  |  |  | 0.205 | 0.9068 | 0.39462 | 8.0686 | 0.0048485 | 0.5223% | 0.5036% | 2.6303e-05 |  |  | 0.205 | 0.9068 | 0.39462 | 8.0686 | 0.006024 | 1.293% | 0.5036% | 6.5107e-05 |  |  | 0.0010125
[5 empty] | 0.21 | 0.91938 | 0.40028 | 8.3057 | 0.0034523 | 0.1862% | 0.5108% | 9.5145e-06 |  |  |  | 0.21 | 0.91938 | 0.40028 | 8.3057 | 0.004991 | 0.5376% | 0.5108% | 2.7462e-05 |  |  | 0.21 | 0.91938 | 0.40028 | 8.3057 | 0.0062011 | 1.331% | 0.5108% | 6.7969e-05 |  |  | 0.0010805
[5 empty] | 0.215 | 0.93178 | 0.40582 | 8.5464 | 0.0035523 | 0.1916% | 0.5179% | 9.9254e-06 |  |  |  | 0.215 | 0.93178 | 0.40582 | 8.5464 | 0.0051356 | 0.5531% | 0.5179% | 2.8647e-05 |  |  | 0.215 | 0.93178 | 0.40582 | 8.5464 | 0.0063808 | 1.369% | 0.5179% | 7.0892e-05 |  |  | 0.0011514
[5 empty] | 0.22 | 0.94402 | 0.41124 | 8.7906 | 0.0036538 | 0.1971% | 0.5248% | 1.0345e-05 |  |  |  | 0.22 | 0.94402 | 0.41124 | 8.7906 | 0.0052824 | 0.5689% | 0.5248% | 2.9857e-05 |  |  | 0.22 | 0.94402 | 0.41124 | 8.7906 | 0.0065631 | 1.408% | 0.5248% | 7.3878e-05 |  |  | 0.0012252
[5 empty] | 0.225 | 0.9561 | 0.41655 | 9.0386 | 0.0037569 | 0.2027% | 0.5316% | 1.0774e-05 |  |  |  | 0.225 | 0.9561 | 0.41655 | 9.0386 | 0.0054314 | 0.5849% | 0.5316% | 3.1093e-05 |  |  | 0.225 | 0.9561 | 0.41655 | 9.0386 | 0.0067483 | 1.447% | 0.5316% | 7.6927e-05 |  |  | 0.0013022
[5 empty] | 0.23 | 0.96803 | 0.42173 | 9.2903 | 0.0038615 | 0.2083% | 0.5382% | 1.1212e-05 |  |  |  | 0.23 | 0.96803 | 0.42173 | 9.2903 | 0.0055827 | 0.6011% | 0.5382% | 3.2354e-05 |  |  | 0.23 | 0.96803 | 0.42173 | 9.2903 | 0.0069362 | 1.487% | 0.5382% | 8.0037e-05 |  |  | 0.0013822
[5 empty] | 0.235 | 0.97982 | 0.42681 | 9.5459 | 0.0039677 | 0.214% | 0.5447% | 1.1658e-05 |  |  |  | 0.235 | 0.97982 | 0.42681 | 9.5459 | 0.0057362 | 0.6176% | 0.5447% | 3.3641e-05 |  |  | 0.235 | 0.97982 | 0.42681 | 9.5459 | 0.007127 | 1.528% | 0.5447% | 8.3211e-05 |  |  | 0.0014654
[5 empty] | 0.24 | 0.99146 | 0.43177 | 9.8053 | 0.0040756 | 0.2198% | 0.551% | 1.2114e-05 |  |  |  | 0.24 | 0.99146 | 0.43177 | 9.8053 | 0.0058922 | 0.6343% | 0.551% | 3.4954e-05 |  |  | 0.24 | 0.99146 | 0.43177 | 9.8053 | 0.0073207 | 1.569% | 0.551% | 8.6449e-05 |  |  | 0.0015519
[5 empty] | 0.245 | 1.003 | 0.43662 | 10.0688 | 0.0041851 | 0.2257% | 0.5572% | 1.2579e-05 |  |  |  | 0.245 | 1.003 | 0.43662 | 10.0688 | 0.0060505 | 0.6513% | 0.5572% | 3.6293e-05 |  |  | 0.245 | 1.003 | 0.43662 | 10.0688 | 0.0075174 | 1.611% | 0.5572% | 8.975e-05 |  |  | 0.0016416
[5 empty] | 0.25 | 1.0144 | 0.44136 | 10.3364 | 0.0042963 | 0.2317% | 0.5633% | 1.3053e-05 |  |  |  | 0.25 | 1.0144 | 0.44136 | 10.3364 | 0.0062113 | 0.6686% | 0.5633% | 3.7659e-05 |  |  | 0.25 | 1.0144 | 0.44136 | 10.3364 | 0.0077172 | 1.653% | 0.5633% | 9.3114e-05 |  |  | 0.0017347
[5 empty] | 0.255 | 1.0256 | 0.44599 | 10.6081 | 0.0044093 | 0.2378% | 0.5692% | 1.3536e-05 |  |  |  | 0.255 | 1.0256 | 0.44599 | 10.6081 | 0.0063746 | 0.6861% | 0.5692% | 3.9051e-05 |  |  | 0.255 | 1.0256 | 0.44599 | 10.6081 | 0.00792 | 1.696% | 0.5692% | 9.6543e-05 |  |  | 0.0018313
[5 empty] | 0.26 | 1.0368 | 0.45051 | 10.8841 | 0.004524 | 0.244% | 0.575% | 1.4029e-05 |  |  |  | 0.26 | 1.0368 | 0.45051 | 10.8841 | 0.0065404 | 0.7039% | 0.575% | 4.0469e-05 |  |  | 0.26 | 1.0368 | 0.45051 | 10.8841 | 0.0081261 | 1.74% | 0.575% | 0.00010004 |  |  | 0.0019313
[5 empty] | 0.265 | 1.0478 | 0.45492 | 11.1644 | 0.0046405 | 0.2503% | 0.5806% | 1.453e-05 |  |  |  | 0.265 | 1.0478 | 0.45492 | 11.1644 | 0.0067089 | 0.7219% | 0.5806% | 4.1915e-05 |  |  | 0.265 | 1.0478 | 0.45492 | 11.1644 | 0.0083354 | 1.784% | 0.5806% | 0.0001036 |  |  | 0.0020349
[5 empty] | 0.27 | 1.0588 | 0.45923 | 11.4492 | 0.0047589 | 0.2566% | 0.5861% | 1.5042e-05 |  |  |  | 0.27 | 1.0588 | 0.45923 | 11.4492 | 0.00688 | 0.7403% | 0.5861% | 4.3387e-05 |  |  | 0.27 | 1.0588 | 0.45923 | 11.4492 | 0.008548 | 1.829% | 0.5861% | 0.00010722 |  |  | 0.0021421
[5 empty] | 0.275 | 1.0696 | 0.46343 | 11.7385 | 0.0048791 | 0.2631% | 0.5914% | 1.5562e-05 |  |  |  | 0.275 | 1.0696 | 0.46343 | 11.7385 | 0.0070538 | 0.7589% | 0.5914% | 4.4886e-05 |  |  | 0.275 | 1.0696 | 0.46343 | 11.7385 | 0.008764 | 1.875% | 0.5914% | 0.00011091 |  |  | 0.002253
[5 empty] | 0.28 | 1.0804 | 0.46753 | 12.0325 | 0.0050013 | 0.2697% | 0.5967% | 1.6093e-05 |  |  |  | 0.28 | 1.0804 | 0.46753 | 12.0325 | 0.0072305 | 0.7779% | 0.5967% | 4.6413e-05 |  |  | 0.28 | 1.0804 | 0.46753 | 12.0325 | 0.0089835 | 1.922% | 0.5967% | 0.00011467 |  |  | 0.0023677
[5 empty] | 0.285 | 1.091 | 0.47153 | 12.3311 | 0.0051254 | 0.2764% | 0.6018% | 1.6633e-05 |  |  |  | 0.285 | 1.091 | 0.47153 | 12.3311 | 0.00741 | 0.7971% | 0.6018% | 4.7967e-05 |  |  | 0.285 | 1.091 | 0.47153 | 12.3311 | 0.0092065 | 1.969% | 0.6018% | 0.00011849 |  |  | 0.0024862
[5 empty] | 0.29 | 1.1016 | 0.47542 | 12.6346 | 0.0052516 | 0.2832% | 0.6067% | 1.7182e-05 |  |  |  | 0.29 | 1.1016 | 0.47542 | 12.6346 | 0.0075923 | 0.8166% | 0.6067% | 4.9548e-05 |  |  | 0.29 | 1.1016 | 0.47542 | 12.6346 | 0.0094331 | 2.017% | 0.6067% | 0.00012238 |  |  | 0.0026086
[5 empty] | 0.295 | 1.112 | 0.47921 | 12.9431 | 0.0053798 | 0.2901% | 0.6116% | 1.7741e-05 |  |  |  | 0.295 | 1.112 | 0.47921 | 12.9431 | 0.0077777 | 0.8365% | 0.6116% | 5.1158e-05 |  |  | 0.295 | 1.112 | 0.47921 | 12.9431 | 0.0096634 | 2.066% | 0.6116% | 0.00012633 |  |  | 0.0027349
[5 empty] | 0.3 | 1.1224 | 0.48291 | 13.2566 | 0.0055101 | 0.2971% | 0.6163% | 1.831e-05 |  |  |  | 0.3 | 1.1224 | 0.48291 | 13.2566 | 0.0079661 | 0.8566% | 0.6163% | 5.2795e-05 |  |  | 0.3 | 1.1224 | 0.48291 | 13.2566 | 0.0098974 | 2.115% | 0.6163% | 0.00013036 |  |  | 0.0028653
[5 empty] | 0.305 | 1.1327 | 0.4865 | 13.5752 | 0.0056425 | 0.3042% | 0.6209% | 1.8889e-05 |  |  |  | 0.305 | 1.1327 | 0.4865 | 13.5752 | 0.0081576 | 0.8771% | 0.6209% | 5.4461e-05 |  |  | 0.305 | 1.1327 | 0.4865 | 13.5752 | 0.010135 | 2.165% | 0.6209% | 0.00013445 |  |  | 0.0029997
[5 empty] | 0.31 | 1.143 | 0.48999 | 13.8991 | 0.0057772 | 0.3115% | 0.6253% | 1.9478e-05 |  |  |  | 0.31 | 1.143 | 0.48999 | 13.8991 | 0.0083522 | 0.898% | 0.6253% | 5.6155e-05 |  |  | 0.31 | 1.143 | 0.48999 | 13.8991 | 0.010377 | 2.217% | 0.6253% | 0.00013861 |  |  | 0.0031383
[5 empty] | 0.315 | 1.1532 | 0.49339 | 14.2284 | 0.005914 | 0.3188% | 0.6297% | 2.0077e-05 |  |  |  | 0.315 | 1.1532 | 0.49339 | 14.2284 | 0.0085501 | 0.9192% | 0.6297% | 5.7877e-05 |  |  | 0.315 | 1.1532 | 0.49339 | 14.2284 | 0.010623 | 2.268% | 0.6297% | 0.00014284 |  |  | 0.0032812
[5 empty] | 0.32 | 1.1633 | 0.49668 | 14.5632 | 0.0060532 | 0.3263% | 0.6339% | 2.0686e-05 |  |  |  | 0.32 | 1.1633 | 0.49668 | 14.5632 | 0.0087512 | 0.9407% | 0.6339% | 5.9628e-05 |  |  | 0.32 | 1.1633 | 0.49668 | 14.5632 | 0.010873 | 2.321% | 0.6339% | 0.00014714 |  |  | 0.0034283
[5 empty] | 0.325 | 1.1733 | 0.49988 | 14.9036 | 0.0061947 | 0.334% | 0.638% | 2.1305e-05 |  |  |  | 0.325 | 1.1733 | 0.49988 | 14.9036 | 0.0089558 | 0.9626% | 0.638% | 6.1408e-05 |  |  | 0.325 | 1.1733 | 0.49988 | 14.9036 | 0.011127 | 2.375% | 0.638% | 0.0001515 |  |  | 0.0035798
[5 empty] | 0.33 | 1.1833 | 0.50298 | 15.2497 | 0.0063386 | 0.3417% | 0.6419% | 2.1934e-05 |  |  |  | 0.33 | 1.1833 | 0.50298 | 15.2497 | 0.0091638 | 0.9848% | 0.6419% | 6.3217e-05 |  |  | 0.33 | 1.1833 | 0.50298 | 15.2497 | 0.011386 | 2.429% | 0.6419% | 0.00015594 |  |  | 0.0037357
[5 empty] | 0.335 | 1.1932 | 0.50599 | 15.6018 | 0.0064849 | 0.3496% | 0.6458% | 2.2574e-05 |  |  |  | 0.335 | 1.1932 | 0.50599 | 15.6018 | 0.0093753 | 1.007% | 0.6458% | 6.5056e-05 |  |  | 0.335 | 1.1932 | 0.50599 | 15.6018 | 0.011648 | 2.485% | 0.6458% | 0.00016045 |  |  | 0.0038962
[5 empty] | 0.34 | 1.203 | 0.5089 | 15.9598 | 0.0066337 | 0.3576% | 0.6495% | 2.3224e-05 |  |  |  | 0.34 | 1.203 | 0.5089 | 15.9598 | 0.0095905 | 1.03% | 0.6495% | 6.6924e-05 |  |  | 0.34 | 1.203 | 0.5089 | 15.9598 | 0.011916 | 2.541% | 0.6495% | 0.00016503 |  |  | 0.0040612
[5 empty] | 0.345 | 1.2128 | 0.51172 | 16.3239 | 0.006785 | 0.3657% | 0.6531% | 2.3884e-05 |  |  |  | 0.345 | 1.2128 | 0.51172 | 16.3239 | 0.0098093 | 1.054% | 0.6531% | 6.8822e-05 |  |  | 0.345 | 1.2128 | 0.51172 | 16.3239 | 0.012188 | 2.598% | 0.6531% | 0.00016968 |  |  | 0.0042309
[5 empty] | 0.35 | 1.2226 | 0.51444 | 16.6943 | 0.006939 | 0.374% | 0.6565% | 2.4555e-05 |  |  |  | 0.35 | 1.2226 | 0.51444 | 16.6943 | 0.010032 | 1.078% | 0.6565% | 7.0749e-05 |  |  | 0.35 | 1.2226 | 0.51444 | 16.6943 | 0.012464 | 2.656% | 0.6565% | 0.0001744 |  |  | 0.0044053
[5 empty] | 0.355 | 1.2323 | 0.51707 | 17.0712 | 0.0070956 | 0.3824% | 0.6599% | 2.5237e-05 |  |  |  | 0.355 | 1.2323 | 0.51707 | 17.0712 | 0.010258 | 1.102% | 0.6599% | 7.2707e-05 |  |  | 0.355 | 1.2323 | 0.51707 | 17.0712 | 0.012745 | 2.715% | 0.6599% | 0.00017919 |  |  | 0.0045845
[5 empty] | 0.36 | 1.2419 | 0.51961 | 17.4546 | 0.007255 | 0.391% | 0.6631% | 2.5929e-05 |  |  |  | 0.36 | 1.2419 | 0.51961 | 17.4546 | 0.010489 | 1.126% | 0.6631% | 7.4695e-05 |  |  | 0.36 | 1.2419 | 0.51961 | 17.4546 | 0.013032 | 2.776% | 0.6631% | 0.00018406 |  |  | 0.0047686
[5 empty] | 0.365 | 1.2515 | 0.52205 | 17.8447 | 0.0074172 | 0.3997% | 0.6663% | 2.6632e-05 |  |  |  | 0.365 | 1.2515 | 0.52205 | 17.8447 | 0.010723 | 1.151% | 0.6663% | 7.6714e-05 |  |  | 0.365 | 1.2515 | 0.52205 | 17.8447 | 0.013323 | 2.837% | 0.6663% | 0.000189 |  |  | 0.0049576
[5 empty] | 0.37 | 1.2611 | 0.5244 | 18.2417 | 0.0075822 | 0.4086% | 0.6693% | 2.7346e-05 |  |  |  | 0.37 | 1.2611 | 0.5244 | 18.2417 | 0.010962 | 1.177% | 0.6693% | 7.8764e-05 |  |  | 0.37 | 1.2611 | 0.5244 | 18.2417 | 0.013619 | 2.899% | 0.6693% | 0.00019401 |  |  | 0.0051516
[5 empty] | 0.375 | 1.2706 | 0.52666 | 18.6457 | 0.0077501 | 0.4176% | 0.6721% | 2.8071e-05 |  |  |  | 0.375 | 1.2706 | 0.52666 | 18.6457 | 0.011204 | 1.203% | 0.6721% | 8.0845e-05 |  |  | 0.375 | 1.2706 | 0.52666 | 18.6457 | 0.013921 | 2.962% | 0.6721% | 0.0001991 |  |  | 0.0053507
[5 empty] | 0.38 | 1.2801 | 0.52883 | 19.057 | 0.007921 | 0.4268% | 0.6749% | 2.8806e-05 |  |  |  | 0.38 | 1.2801 | 0.52883 | 19.057 | 0.011452 | 1.229% | 0.6749% | 8.2957e-05 |  |  | 0.38 | 1.2801 | 0.52883 | 19.057 | 0.014228 | 3.027% | 0.6749% | 0.00020426 |  |  | 0.0055549
[5 empty] | 0.385 | 1.2895 | 0.5309 | 19.4756 | 0.008095 | 0.4362% | 0.6776% | 2.9553e-05 |  |  |  | 0.385 | 1.2895 | 0.5309 | 19.4756 | 0.011703 | 1.256% | 0.6776% | 8.51e-05 |  |  | 0.385 | 1.2895 | 0.5309 | 19.4756 | 0.014541 | 3.092% | 0.6776% | 0.0002095 |  |  | 0.0057644
[5 empty] | 0.39 | 1.2989 | 0.53289 | 19.9017 | 0.0082721 | 0.4457% | 0.6801% | 3.0312e-05 |  |  |  | 0.39 | 1.2989 | 0.53289 | 19.9017 | 0.011959 | 1.283% | 0.6801% | 8.7275e-05 |  |  | 0.39 | 1.2989 | 0.53289 | 19.9017 | 0.014859 | 3.159% | 0.6801% | 0.00021481 |  |  | 0.0059792
[5 empty] | 0.395 | 1.3083 | 0.53478 | 20.3356 | 0.0084525 | 0.4554% | 0.6825% | 3.1081e-05 |  |  |  | 0.395 | 1.3083 | 0.53478 | 20.3356 | 0.01222 | 1.311% | 0.6825% | 8.9482e-05 |  |  | 0.395 | 1.3083 | 0.53478 | 20.3356 | 0.015183 | 3.226% | 0.6825% | 0.00022019 |  |  | 0.0061994
[5 empty] | 0.4 | 1.3176 | 0.53659 | 20.7773 | 0.0086361 | 0.4653% | 0.6848% | 3.1862e-05 |  |  |  | 0.4 | 1.3176 | 0.53659 | 20.7773 | 0.012485 | 1.339% | 0.6848% | 9.1722e-05 |  |  | 0.4 | 1.3176 | 0.53659 | 20.7773 | 0.015512 | 3.295% | 0.6848% | 0.00022566 |  |  | 0.0064251
[5 empty] | 0.405 | 1.3269 | 0.5383 | 21.2272 | 0.0088231 | 0.4753% | 0.687% | 3.2654e-05 |  |  |  | 0.405 | 1.3269 | 0.5383 | 21.2272 | 0.012756 | 1.368% | 0.687% | 9.3993e-05 |  |  | 0.405 | 1.3269 | 0.5383 | 21.2272 | 0.015848 | 3.365% | 0.687% | 0.0002312 |  |  | 0.0066563
[5 empty] | 0.41 | 1.3362 | 0.53993 | 21.6854 | 0.0090135 | 0.4855% | 0.6891% | 3.3458e-05 |  |  |  | 0.41 | 1.3362 | 0.53993 | 21.6854 | 0.013031 | 1.397% | 0.6891% | 9.6298e-05 |  |  | 0.41 | 1.3362 | 0.53993 | 21.6854 | 0.01619 | 3.437% | 0.6891% | 0.00023681 |  |  | 0.0068931
[5 empty] | 0.415 | 1.3454 | 0.54146 | 22.1521 | 0.0092075 | 0.496% | 0.691% | 3.4273e-05 |  |  |  | 0.415 | 1.3454 | 0.54146 | 22.1521 | 0.013312 | 1.427% | 0.691% | 9.8635e-05 |  |  | 0.415 | 1.3454 | 0.54146 | 22.1521 | 0.016539 | 3.509% | 0.691% | 0.00024251 |  |  | 0.0071356
[5 empty] | 0.42 | 1.3546 | 0.54291 | 22.6275 | 0.0094051 | 0.5066% | 0.6929% | 3.51e-05 |  |  |  | 0.42 | 1.3546 | 0.54291 | 22.6275 | 0.013597 | 1.458% | 0.6929% | 0.00010101 |  |  | 0.42 | 1.3546 | 0.54291 | 22.6275 | 0.016894 | 3.583% | 0.6929% | 0.00024828 |  |  | 0.0073839
[5 empty] | 0.425 | 1.3638 | 0.54427 | 23.1119 | 0.0096064 | 0.5174% | 0.6946% | 3.5939e-05 |  |  |  | 0.425 | 1.3638 | 0.54427 | 23.1119 | 0.013888 | 1.489% | 0.6946% | 0.00010341 |  |  | 0.425 | 1.3638 | 0.54427 | 23.1119 | 0.017255 | 3.659% | 0.6946% | 0.00025413 |  |  | 0.007638
[5 empty] | 0.43 | 1.373 | 0.54553 | 23.6054 | 0.0098116 | 0.5284% | 0.6962% | 3.679e-05 |  |  |  | 0.43 | 1.373 | 0.54553 | 23.6054 | 0.014185 | 1.52% | 0.6962% | 0.00010585 |  |  | 0.43 | 1.373 | 0.54553 | 23.6054 | 0.017624 | 3.735% | 0.6962% | 0.00026006 |  |  | 0.0078981
[5 empty] | 0.435 | 1.3822 | 0.54672 | 24.1083 | 0.010021 | 0.5397% | 0.6977% | 3.7653e-05 |  |  |  | 0.435 | 1.3822 | 0.54672 | 24.1083 | 0.014487 | 1.552% | 0.6977% | 0.00010832 |  |  | 0.435 | 1.3822 | 0.54672 | 24.1083 | 0.017999 | 3.813% | 0.6977% | 0.00026606 |  |  | 0.0081641
[5 empty] | 0.44 | 1.3913 | 0.54781 | 24.6208 | 0.010234 | 0.5511% | 0.6991% | 3.8529e-05 |  |  |  | 0.44 | 1.3913 | 0.54781 | 24.6208 | 0.014795 | 1.585% | 0.6991% | 0.00011082 |  |  | 0.44 | 1.3913 | 0.54781 | 24.6208 | 0.018382 | 3.893% | 0.6991% | 0.00027215 |  |  | 0.0084363
[5 empty] | 0.445 | 1.4004 | 0.54881 | 25.1432 | 0.010451 | 0.5628% | 0.7004% | 3.9416e-05 |  |  |  | 0.445 | 1.4004 | 0.54881 | 25.1432 | 0.015109 | 1.619% | 0.7004% | 0.00011336 |  |  | 0.445 | 1.4004 | 0.54881 | 25.1432 | 0.018772 | 3.974% | 0.7004% | 0.00027832 |  |  | 0.0087146
[5 empty] | 0.45 | 1.4095 | 0.54973 | 25.6758 | 0.010672 | 0.5746% | 0.7016% | 4.0316e-05 |  |  |  | 0.45 | 1.4095 | 0.54973 | 25.6758 | 0.015429 | 1.653% | 0.7016% | 0.00011594 |  |  | 0.45 | 1.4095 | 0.54973 | 25.6758 | 0.01917 | 4.056% | 0.7016% | 0.00028457 |  |  | 0.0089992
[5 empty] | 0.455 | 1.4186 | 0.55056 | 26.2188 | 0.010898 | 0.5868% | 0.7026% | 4.1228e-05 |  |  |  | 0.455 | 1.4186 | 0.55056 | 26.2188 | 0.015755 | 1.687% | 0.7026% | 0.00011855 |  |  | 0.455 | 1.4186 | 0.55056 | 26.2188 | 0.019575 | 4.14% | 0.7026% | 0.0002909 |  |  | 0.0092901
[5 empty] | 0.46 | 1.4277 | 0.5513 | 26.7724 | 0.011128 | 0.5991% | 0.7036% | 4.2152e-05 |  |  |  | 0.46 | 1.4277 | 0.5513 | 26.7724 | 0.016088 | 1.722% | 0.7036% | 0.00012119 |  |  | 0.46 | 1.4277 | 0.5513 | 26.7724 | 0.019988 | 4.226% | 0.7036% | 0.00029731 |  |  | 0.0095874
[5 empty] | 0.465 | 1.4368 | 0.55195 | 27.3371 | 0.011363 | 0.6117% | 0.7044% | 4.309e-05 |  |  |  | 0.465 | 1.4368 | 0.55195 | 27.3371 | 0.016427 | 1.758% | 0.7044% | 0.00012387 |  |  | 0.465 | 1.4368 | 0.55195 | 27.3371 | 0.02041 | 4.313% | 0.7044% | 0.0003038 |  |  | 0.0098912
[5 empty] | 0.47 | 1.4458 | 0.55252 | 27.9129 | 0.011602 | 0.6246% | 0.7051% | 4.404e-05 |  |  |  | 0.47 | 1.4458 | 0.55252 | 27.9129 | 0.016773 | 1.795% | 0.7051% | 0.00012659 |  |  | 0.47 | 1.4458 | 0.55252 | 27.9129 | 0.02084 | 4.402% | 0.7051% | 0.00031038 |  |  | 0.010202
[5 empty] | 0.475 | 1.4549 | 0.553 | 28.5004 | 0.011846 | 0.6377% | 0.7058% | 4.5003e-05 |  |  |  | 0.475 | 1.4549 | 0.553 | 28.5004 | 0.017126 | 1.833% | 0.7058% | 0.00012934 |  |  | 0.475 | 1.4549 | 0.553 | 28.5004 | 0.021279 | 4.492% | 0.7058% | 0.00031703 |  |  | 0.010519
[5 empty] | 0.48 | 1.4639 | 0.55339 | 29.0998 | 0.012095 | 0.651% | 0.7063% | 4.5978e-05 |  |  |  | 0.48 | 1.4639 | 0.55339 | 29.0998 | 0.017486 | 1.871% | 0.7063% | 0.00013213 |  |  | 0.48 | 1.4639 | 0.55339 | 29.0998 | 0.021726 | 4.584% | 0.7063% | 0.00032378 |  |  | 0.010842
[5 empty] | 0.485 | 1.4729 | 0.55369 | 29.7113 | 0.01235 | 0.6647% | 0.7066% | 4.6967e-05 |  |  |  | 0.485 | 1.4729 | 0.55369 | 29.7113 | 0.017854 | 1.91% | 0.7066% | 0.00013495 |  |  | 0.485 | 1.4729 | 0.55369 | 29.7113 | 0.022183 | 4.678% | 0.7066% | 0.0003306 |  |  | 0.011173
[5 empty] | 0.49 | 1.482 | 0.55391 | 30.3354 | 0.012609 | 0.6786% | 0.7069% | 4.797e-05 |  |  |  | 0.49 | 1.482 | 0.55391 | 30.3354 | 0.018229 | 1.949% | 0.7069% | 0.00013781 |  |  | 0.49 | 1.482 | 0.55391 | 30.3354 | 0.022649 | 4.774% | 0.7069% | 0.00033751 |  |  | 0.01151
[5 empty] | 0.495 | 1.491 | 0.55404 | 30.9725 | 0.012874 | 0.6928% | 0.7071% | 4.8985e-05 |  |  |  | 0.495 | 1.491 | 0.55404 | 30.9725 | 0.018612 | 1.99% | 0.7071% | 0.00014071 |  |  | 0.495 | 1.491 | 0.55404 | 30.9725 | 0.023124 | 4.872% | 0.7071% | 0.0003445 |  |  | 0.011855
[5 empty] | 0.5 | 1.5 | 0.55409 | 31.6228 | 0.013144 | 0.7073% | 0.7071% | 5.0014e-05 |  |  |  | 0.5 | 1.5 | 0.55409 | 31.6228 | 0.019003 | 2.031% | 0.7071% | 0.00014365 |  |  | 0.5 | 1.5 | 0.55409 | 31.6228 | 0.02361 | 4.972% | 0.7071% | 0.00035158 |  |  | 0.012207
[5 empty] | 0.505 | 1.509 | 0.55404 | 32.2867 | 0.01342 | 0.7221% | 0.7071% | 5.1056e-05 |  |  |  | 0.505 | 1.509 | 0.55404 | 32.2867 | 0.019402 | 2.074% | 0.7071% | 0.00014662 |  |  | 0.505 | 1.509 | 0.55404 | 32.2867 | 0.024105 | 5.074% | 0.7071% | 0.00035874 |  |  | 0.012565
[5 empty] | 0.51 | 1.518 | 0.55391 | 32.9647 | 0.013702 | 0.7372% | 0.7069% | 5.2112e-05 |  |  |  | 0.51 | 1.518 | 0.55391 | 32.9647 | 0.019809 | 2.117% | 0.7069% | 0.00014963 |  |  | 0.51 | 1.518 | 0.55391 | 32.9647 | 0.024612 | 5.177% | 0.7069% | 0.00036599 |  |  | 0.012931
[5 empty] | 0.515 | 1.5271 | 0.55369 | 33.6572 | 0.01399 | 0.7526% | 0.7066% | 5.3181e-05 |  |  |  | 0.515 | 1.5271 | 0.55369 | 33.6572 | 0.020225 | 2.161% | 0.7066% | 0.00015268 |  |  | 0.515 | 1.5271 | 0.55369 | 33.6572 | 0.025129 | 5.283% | 0.7066% | 0.00037333 |  |  | 0.013305
[5 empty] | 0.52 | 1.5361 | 0.55339 | 34.3645 | 0.014284 | 0.7683% | 0.7063% | 5.4265e-05 |  |  |  | 0.52 | 1.5361 | 0.55339 | 34.3645 | 0.02065 | 2.206% | 0.7063% | 0.00015577 |  |  | 0.52 | 1.5361 | 0.55339 | 34.3645 | 0.025657 | 5.391% | 0.7063% | 0.00038075 |  |  | 0.013685
[5 empty] | 0.525 | 1.5451 | 0.553 | 35.0872 | 0.014584 | 0.7844% | 0.7058% | 5.5362e-05 |  |  |  | 0.525 | 1.5451 | 0.553 | 35.0872 | 0.021084 | 2.251% | 0.7058% | 0.00015889 |  |  | 0.525 | 1.5451 | 0.553 | 35.0872 | 0.026196 | 5.501% | 0.7058% | 0.00038826 |  |  | 0.014074
[5 empty] | 0.53 | 1.5542 | 0.55252 | 35.8257 | 0.014891 | 0.8009% | 0.7051% | 5.6474e-05 |  |  |  | 0.53 | 1.5542 | 0.55252 | 35.8257 | 0.021528 | 2.298% | 0.7051% | 0.00016206 |  |  | 0.53 | 1.5542 | 0.55252 | 35.8257 | 0.026748 | 5.614% | 0.7051% | 0.00039585 |  |  | 0.014469
[5 empty] | 0.535 | 1.5632 | 0.55195 | 36.5804 | 0.015205 | 0.8177% | 0.7044% | 5.76e-05 |  |  |  | 0.535 | 1.5632 | 0.55195 | 36.5804 | 0.021982 | 2.346% | 0.7044% | 0.00016526 |  |  | 0.535 | 1.5632 | 0.55195 | 36.5804 | 0.027311 | 5.729% | 0.7044% | 0.00040353 |  |  | 0.014873
[5 empty] | 0.54 | 1.5723 | 0.5513 | 37.3519 | 0.015525 | 0.8349% | 0.7036% | 5.874e-05 |  |  |  | 0.54 | 1.5723 | 0.5513 | 37.3519 | 0.022445 | 2.395% | 0.7036% | 0.0001685 |  |  | 0.54 | 1.5723 | 0.5513 | 37.3519 | 0.027887 | 5.846% | 0.7036% | 0.0004113 |  |  | 0.015284
[5 empty] | 0.545 | 1.5814 | 0.55056 | 38.1406 | 0.015853 | 0.8524% | 0.7026% | 5.9894e-05 |  |  |  | 0.545 | 1.5814 | 0.55056 | 38.1406 | 0.022919 | 2.445% | 0.7026% | 0.00017179 |  |  | 0.545 | 1.5814 | 0.55056 | 38.1406 | 0.028476 | 5.965% | 0.7026% | 0.00041916 |  |  | 0.015703
[5 empty] | 0.55 | 1.5905 | 0.54973 | 38.9472 | 0.016188 | 0.8704% | 0.7016% | 6.1063e-05 |  |  |  | 0.55 | 1.5905 | 0.54973 | 38.9472 | 0.023404 | 2.496% | 0.7016% | 0.00017511 |  |  | 0.55 | 1.5905 | 0.54973 | 38.9472 | 0.029078 | 6.088% | 0.7016% | 0.0004271 |  |  | 0.016131
[5 empty] | 0.555 | 1.5996 | 0.54881 | 39.7721 | 0.016531 | 0.8887% | 0.7004% | 6.2247e-05 |  |  |  | 0.555 | 1.5996 | 0.54881 | 39.7721 | 0.0239 | 2.548% | 0.7004% | 0.00017847 |  |  | 0.555 | 1.5996 | 0.54881 | 39.7721 | 0.029694 | 6.213% | 0.7004% | 0.00043514 |  |  | 0.016566
[5 empty] | 0.56 | 1.6087 | 0.54781 | 40.6161 | 0.016882 | 0.9075% | 0.6991% | 6.3445e-05 |  |  |  | 0.56 | 1.6087 | 0.54781 | 40.6161 | 0.024407 | 2.601% | 0.6991% | 0.00018188 |  |  | 0.56 | 1.6087 | 0.54781 | 40.6161 | 0.030324 | 6.34% | 0.6991% | 0.00044326 |  |  | 0.017009
[5 empty] | 0.565 | 1.6178 | 0.54672 | 41.4796 | 0.017241 | 0.9267% | 0.6977% | 6.4659e-05 |  |  |  | 0.565 | 1.6178 | 0.54672 | 41.4796 | 0.024926 | 2.656% | 0.6977% | 0.00018532 |  |  | 0.565 | 1.6178 | 0.54672 | 41.4796 | 0.030969 | 6.47% | 0.6977% | 0.00045147 |  |  | 0.01746
[5 empty] | 0.57 | 1.627 | 0.54553 | 42.3633 | 0.017608 | 0.9463% | 0.6962% | 6.5887e-05 |  |  |  | 0.57 | 1.627 | 0.54553 | 42.3633 | 0.025457 | 2.712% | 0.6962% | 0.00018881 |  |  | 0.57 | 1.627 | 0.54553 | 42.3633 | 0.031629 | 6.604% | 0.6962% | 0.00045976 |  |  | 0.01792
[5 empty] | 0.575 | 1.6362 | 0.54427 | 43.2678 | 0.017984 | 0.9665% | 0.6946% | 6.7131e-05 |  |  |  | 0.575 | 1.6362 | 0.54427 | 43.2678 | 0.026 | 2.769% | 0.6946% | 0.00019234 |  |  | 0.575 | 1.6362 | 0.54427 | 43.2678 | 0.032304 | 6.74% | 0.6946% | 0.00046815 |  |  | 0.018388
[5 empty] | 0.58 | 1.6454 | 0.54291 | 44.194 | 0.018369 | 0.987% | 0.6929% | 6.8389e-05 |  |  |  | 0.58 | 1.6454 | 0.54291 | 44.194 | 0.026557 | 2.827% | 0.6929% | 0.0001959 |  |  | 0.58 | 1.6454 | 0.54291 | 44.194 | 0.032995 | 6.879% | 0.6929% | 0.00047663 |  |  | 0.018865
[5 empty] | 0.585 | 1.6546 | 0.54146 | 45.1425 | 0.018763 | 1.008% | 0.691% | 6.9664e-05 |  |  |  | 0.585 | 1.6546 | 0.54146 | 45.1425 | 0.027127 | 2.887% | 0.691% | 0.00019951 |  |  | 0.585 | 1.6546 | 0.54146 | 45.1425 | 0.033704 | 7.021% | 0.691% | 0.00048519 |  |  | 0.01935
[5 empty] | 0.59 | 1.6638 | 0.53993 | 46.114 | 0.019167 | 1.03% | 0.6891% | 7.0953e-05 |  |  |  | 0.59 | 1.6638 | 0.53993 | 46.114 | 0.027711 | 2.948% | 0.6891% | 0.00020317 |  |  | 0.59 | 1.6638 | 0.53993 | 46.114 | 0.034429 | 7.167% | 0.6891% | 0.00049385 |  |  | 0.019844
[5 empty] | 0.595 | 1.6731 | 0.5383 | 47.1093 | 0.019581 | 1.052% | 0.687% | 7.2259e-05 |  |  |  | 0.595 | 1.6731 | 0.5383 | 47.1093 | 0.028309 | 3.011% | 0.687% | 0.00020686 |  |  | 0.595 | 1.6731 | 0.5383 | 47.1093 | 0.035172 | 7.316% | 0.687% | 0.00050259 |  |  | 0.020347
[5 empty] | 0.6 | 1.6824 | 0.53659 | 48.1293 | 0.020005 | 1.074% | 0.6848% | 7.358e-05 |  |  |  | 0.6 | 1.6824 | 0.53659 | 48.1293 | 0.028922 | 3.075% | 0.6848% | 0.0002106 |  |  | 0.6 | 1.6824 | 0.53659 | 48.1293 | 0.035934 | 7.468% | 0.6848% | 0.00051142 |  |  | 0.020858
[5 empty] | 0.605 | 1.6917 | 0.53478 | 49.1749 | 0.02044 | 1.098% | 0.6825% | 7.4917e-05 |  |  |  | 0.605 | 1.6917 | 0.53478 | 49.1749 | 0.02955 | 3.141% | 0.6825% | 0.00021438 |  |  | 0.605 | 1.6917 | 0.53478 | 49.1749 | 0.036714 | 7.624% | 0.6825% | 0.00052034 |  |  | 0.021378
[5 empty] | 0.61 | 1.7011 | 0.53289 | 50.2469 | 0.020885 | 1.121% | 0.6801% | 7.6269e-05 |  |  |  | 0.61 | 1.7011 | 0.53289 | 50.2469 | 0.030194 | 3.208% | 0.6801% | 0.0002182 |  |  | 0.61 | 1.7011 | 0.53289 | 50.2469 | 0.037515 | 7.784% | 0.6801% | 0.00052935 |  |  | 0.021908
[5 empty] | 0.615 | 1.7105 | 0.5309 | 51.3464 | 0.021342 | 1.146% | 0.6776% | 7.7638e-05 |  |  |  | 0.615 | 1.7105 | 0.5309 | 51.3464 | 0.030855 | 3.277% | 0.6776% | 0.00022206 |  |  | 0.615 | 1.7105 | 0.5309 | 51.3464 | 0.038335 | 7.947% | 0.6776% | 0.00053845 |  |  | 0.022446
[5 empty] | 0.62 | 1.7199 | 0.52883 | 52.4742 | 0.021811 | 1.171% | 0.6749% | 7.9024e-05 |  |  |  | 0.62 | 1.7199 | 0.52883 | 52.4742 | 0.031533 | 3.348% | 0.6749% | 0.00022597 |  |  | 0.62 | 1.7199 | 0.52883 | 52.4742 | 0.039178 | 8.114% | 0.6749% | 0.00054763 |  |  | 0.022994
[5 empty] | 0.625 | 1.7294 | 0.52666 | 53.6315 | 0.022292 | 1.197% | 0.6721% | 8.0425e-05 |  |  |  | 0.625 | 1.7294 | 0.52666 | 53.6315 | 0.032228 | 3.421% | 0.6721% | 0.00022992 |  |  | 0.625 | 1.7294 | 0.52666 | 53.6315 | 0.040042 | 8.286% | 0.6721% | 0.0005569 |  |  | 0.023551
[5 empty] | 0.63 | 1.7389 | 0.5244 | 54.8194 | 0.022786 | 1.223% | 0.6693% | 8.1843e-05 |  |  |  | 0.63 | 1.7389 | 0.5244 | 54.8194 | 0.032942 | 3.495% | 0.6693% | 0.00023392 |  |  | 0.63 | 1.7389 | 0.5244 | 54.8194 | 0.040928 | 8.461% | 0.6693% | 0.00056626 |  |  | 0.024117
[5 empty] | 0.635 | 1.7485 | 0.52205 | 56.039 | 0.023293 | 1.25% | 0.6663% | 8.3277e-05 |  |  |  | 0.635 | 1.7485 | 0.52205 | 56.039 | 0.033675 | 3.572% | 0.6663% | 0.00023796 |  |  | 0.635 | 1.7485 | 0.52205 | 56.039 | 0.041839 | 8.641% | 0.6663% | 0.00057571 |  |  | 0.024693
[5 empty] | 0.64 | 1.7581 | 0.51961 | 57.2915 | 0.023813 | 1.278% | 0.6631% | 8.4728e-05 |  |  |  | 0.64 | 1.7581 | 0.51961 | 57.2915 | 0.034427 | 3.65% | 0.6631% | 0.00024204 |  |  | 0.64 | 1.7581 | 0.51961 | 57.2915 | 0.042774 | 8.825% | 0.6631% | 0.00058524 |  |  | 0.025278
[5 empty] | 0.645 | 1.7677 | 0.51707 | 58.5782 | 0.024348 | 1.306% | 0.6599% | 8.6196e-05 |  |  |  | 0.645 | 1.7677 | 0.51707 | 58.5782 | 0.035201 | 3.73% | 0.6599% | 0.00024616 |  |  | 0.645 | 1.7677 | 0.51707 | 58.5782 | 0.043735 | 9.014% | 0.6599% | 0.00059485 |  |  | 0.025873
[5 empty] | 0.65 | 1.7774 | 0.51444 | 59.9005 | 0.024898 | 1.335% | 0.6565% | 8.7681e-05 |  |  |  | 0.65 | 1.7774 | 0.51444 | 59.9005 | 0.035995 | 3.813% | 0.6565% | 0.00025033 |  |  | 0.65 | 1.7774 | 0.51444 | 59.9005 | 0.044722 | 9.208% | 0.6565% | 0.00060455 |  |  | 0.026477
[5 empty] | 0.655 | 1.7872 | 0.51172 | 61.2598 | 0.025463 | 1.366% | 0.6531% | 8.9182e-05 |  |  |  | 0.655 | 1.7872 | 0.51172 | 61.2598 | 0.036812 | 3.898% | 0.6531% | 0.00025455 |  |  | 0.655 | 1.7872 | 0.51172 | 61.2598 | 0.045737 | 9.407% | 0.6531% | 0.00061434 |  |  | 0.027092
[5 empty] | 0.66 | 1.797 | 0.5089 | 62.6576 | 0.026044 | 1.397% | 0.6495% | 9.0701e-05 |  |  |  | 0.66 | 1.797 | 0.5089 | 62.6576 | 0.037652 | 3.985% | 0.6495% | 0.00025881 |  |  | 0.66 | 1.797 | 0.5089 | 62.6576 | 0.04678 | 9.611% | 0.6495% | 0.0006242 |  |  | 0.027716
[5 empty] | 0.665 | 1.8068 | 0.50599 | 64.0954 | 0.026641 | 1.428% | 0.6458% | 9.2236e-05 |  |  |  | 0.665 | 1.8068 | 0.50599 | 64.0954 | 0.038516 | 4.074% | 0.6458% | 0.00026311 |  |  | 0.665 | 1.8068 | 0.50599 | 64.0954 | 0.047854 | 9.82% | 0.6458% | 0.00063415 |  |  | 0.02835
[5 empty] | 0.67 | 1.8167 | 0.50298 | 65.5749 | 0.027256 | 1.461% | 0.6419% | 9.3789e-05 |  |  |  | 0.67 | 1.8167 | 0.50298 | 65.5749 | 0.039405 | 4.166% | 0.6419% | 0.00026745 |  |  | 0.67 | 1.8167 | 0.50298 | 65.5749 | 0.048959 | 10.04% | 0.6419% | 0.00064418 |  |  | 0.028994
[5 empty] | 0.675 | 1.8267 | 0.49988 | 67.0979 | 0.027889 | 1.495% | 0.638% | 9.5359e-05 |  |  |  | 0.675 | 1.8267 | 0.49988 | 67.0979 | 0.04032 | 4.261% | 0.638% | 0.00027184 |  |  | 0.675 | 1.8267 | 0.49988 | 67.0979 | 0.050096 | 10.26% | 0.638% | 0.00065428 |  |  | 0.029648
[5 empty] | 0.68 | 1.8367 | 0.49668 | 68.6662 | 0.028541 | 1.529% | 0.6339% | 9.6946e-05 |  |  |  | 0.68 | 1.8367 | 0.49668 | 68.6662 | 0.041263 | 4.359% | 0.6339% | 0.00027628 |  |  | 0.68 | 1.8367 | 0.49668 | 68.6662 | 0.051267 | 10.48% | 0.6339% | 0.00066446 |  |  | 0.030313
[5 empty] | 0.685 | 1.8468 | 0.49339 | 70.2819 | 0.029213 | 1.565% | 0.6297% | 9.8551e-05 |  |  |  | 0.685 | 1.8468 | 0.49339 | 70.2819 | 0.042233 | 4.459% | 0.6297% | 0.00028076 |  |  | 0.685 | 1.8468 | 0.49339 | 70.2819 | 0.052473 | 10.72% | 0.6297% | 0.00067472 |  |  | 0.030988
[5 empty] | 0.69 | 1.857 | 0.48999 | 71.9469 | 0.029905 | 1.602% | 0.6253% | 0.00010017 |  |  |  | 0.69 | 1.857 | 0.48999 | 71.9469 | 0.043234 | 4.562% | 0.6253% | 0.00028528 |  |  | 0.69 | 1.857 | 0.48999 | 71.9469 | 0.053716 | 10.95% | 0.6253% | 0.00068505 |  |  | 0.031673
[5 empty] | 0.695 | 1.8673 | 0.4865 | 73.6636 | 0.030618 | 1.64% | 0.6209% | 0.00010181 |  |  |  | 0.695 | 1.8673 | 0.4865 | 73.6636 | 0.044266 | 4.668% | 0.6209% | 0.00028984 |  |  | 0.695 | 1.8673 | 0.4865 | 73.6636 | 0.054998 | 11.2% | 0.6209% | 0.00069545 |  |  | 0.032368
[5 empty] | 0.7 | 1.8776 | 0.48291 | 75.4342 | 0.031354 | 1.679% | 0.6163% | 0.00010347 |  |  |  | 0.7 | 1.8776 | 0.48291 | 75.4342 | 0.04533 | 4.778% | 0.6163% | 0.00029445 |  |  | 0.7 | 1.8776 | 0.48291 | 75.4342 | 0.05632 | 11.45% | 0.6163% | 0.00070592 |  |  | 0.033074
[5 empty] | 0.705 | 1.888 | 0.47921 | 77.2613 | 0.032114 | 1.719% | 0.6116% | 0.00010514 |  |  |  | 0.705 | 1.888 | 0.47921 | 77.2613 | 0.046427 | 4.891% | 0.6116% | 0.0002991 |  |  | 0.705 | 1.888 | 0.47921 | 77.2613 | 0.057684 | 11.71% | 0.6116% | 0.00071646 |  |  | 0.033791
[5 empty] | 0.71 | 1.8984 | 0.47542 | 79.1475 | 0.032898 | 1.761% | 0.6067% | 0.00010684 |  |  |  | 0.71 | 1.8984 | 0.47542 | 79.1475 | 0.047561 | 5.007% | 0.6067% | 0.00030379 |  |  | 0.71 | 1.8984 | 0.47542 | 79.1475 | 0.059092 | 11.98% | 0.6067% | 0.00072706 |  |  | 0.034518
[5 empty] | 0.715 | 1.909 | 0.47153 | 81.0956 | 0.033707 | 1.804% | 0.6018% | 0.00010855 |  |  |  | 0.715 | 1.909 | 0.47153 | 81.0956 | 0.048731 | 5.127% | 0.6018% | 0.00030853 |  |  | 0.715 | 1.909 | 0.47153 | 81.0956 | 0.060546 | 12.26% | 0.6018% | 0.00073772 |  |  | 0.035255
[5 empty] | 0.72 | 1.9196 | 0.46753 | 83.1086 | 0.034544 | 1.848% | 0.5967% | 0.00011027 |  |  |  | 0.72 | 1.9196 | 0.46753 | 83.1086 | 0.049941 | 5.251% | 0.5967% | 0.0003133 |  |  | 0.72 | 1.9196 | 0.46753 | 83.1086 | 0.062049 | 12.54% | 0.5967% | 0.00074843 |  |  | 0.036004
[5 empty] | 0.725 | 1.9304 | 0.46343 | 85.1897 | 0.035409 | 1.894% | 0.5914% | 0.00011202 |  |  |  | 0.725 | 1.9304 | 0.46343 | 85.1897 | 0.051192 | 5.379% | 0.5914% | 0.00031812 |  |  | 0.725 | 1.9304 | 0.46343 | 85.1897 | 0.063603 | 12.84% | 0.5914% | 0.0007592 |  |  | 0.036763
[5 empty] | 0.73 | 1.9412 | 0.45923 | 87.3424 | 0.036304 | 1.941% | 0.5861% | 0.00011378 |  |  |  | 0.73 | 1.9412 | 0.45923 | 87.3424 | 0.052485 | 5.511% | 0.5861% | 0.00032298 |  |  | 0.73 | 1.9412 | 0.45923 | 87.3424 | 0.06521 | 13.14% | 0.5861% | 0.00077002 |  |  | 0.037533
[5 empty] | 0.735 | 1.9522 | 0.45492 | 89.5704 | 0.03723 | 1.99% | 0.5806% | 0.00011556 |  |  |  | 0.735 | 1.9522 | 0.45492 | 89.5704 | 0.053824 | 5.647% | 0.5806% | 0.00032787 |  |  | 0.735 | 1.9522 | 0.45492 | 89.5704 | 0.066874 | 13.45% | 0.5806% | 0.00078088 |  |  | 0.038314
[5 empty] | 0.74 | 1.9632 | 0.45051 | 91.8774 | 0.038189 | 2.041% | 0.575% | 0.00011735 |  |  |  | 0.74 | 1.9632 | 0.45051 | 91.8774 | 0.05521 | 5.788% | 0.575% | 0.00033281 |  |  | 0.74 | 1.9632 | 0.45051 | 91.8774 | 0.068596 | 13.77% | 0.575% | 0.00079179 |  |  | 0.039106
[5 empty] | 0.745 | 1.9744 | 0.44599 | 94.2677 | 0.039182 | 2.094% | 0.5692% | 0.00011917 |  |  |  | 0.745 | 1.9744 | 0.44599 | 94.2677 | 0.056647 | 5.934% | 0.5692% | 0.00033778 |  |  | 0.745 | 1.9744 | 0.44599 | 94.2677 | 0.070381 | 14.1% | 0.5692% | 0.00080272 |  |  | 0.039908
[5 empty] | 0.75 | 1.9856 | 0.44136 | 96.7459 | 0.040212 | 2.148% | 0.5633% | 0.00012099 |  |  |  | 0.75 | 1.9856 | 0.44136 | 96.7459 | 0.058136 | 6.086% | 0.5633% | 0.00034279 |  |  | 0.75 | 1.9856 | 0.44136 | 96.7459 | 0.072231 | 14.45% | 0.5633% | 0.00081369 |  |  | 0.040722
[5 empty] | 0.755 | 1.997 | 0.43662 | 99.3167 | 0.041281 | 2.205% | 0.5572% | 0.00012284 |  |  |  | 0.755 | 1.997 | 0.43662 | 99.3167 | 0.059681 | 6.242% | 0.5572% | 0.00034783 |  |  | 0.755 | 1.997 | 0.43662 | 99.3167 | 0.07415 | 14.8% | 0.5572% | 0.00082467 |  |  | 0.041547
[5 empty] | 0.76 | 2.0085 | 0.43177 | 101.9854 | 0.04239 | 2.263% | 0.551% | 0.0001247 |  |  |  | 0.76 | 2.0085 | 0.43177 | 101.9854 | 0.061284 | 6.404% | 0.551% | 0.00035291 |  |  | 0.76 | 2.0085 | 0.43177 | 101.9854 | 0.076143 | 15.17% | 0.551% | 0.00083568 |  |  | 0.042382
[5 empty] | 0.765 | 2.0202 | 0.42681 | 104.7574 | 0.043542 | 2.324% | 0.5447% | 0.00012658 |  |  |  | 0.765 | 2.0202 | 0.42681 | 104.7574 | 0.06295 | 6.573% | 0.5447% | 0.00035802 |  |  | 0.765 | 2.0202 | 0.42681 | 104.7574 | 0.078212 | 15.54% | 0.5447% | 0.00084669 |  |  | 0.043229
[5 empty] | 0.77 | 2.032 | 0.42173 | 107.639 | 0.04474 | 2.387% | 0.5382% | 0.00012848 |  |  |  | 0.77 | 2.032 | 0.42173 | 107.639 | 0.064682 | 6.747% | 0.5382% | 0.00036316 |  |  | 0.77 | 2.032 | 0.42173 | 107.639 | 0.080364 | 15.94% | 0.5382% | 0.0008577 |  |  | 0.044087
[5 empty] | 0.775 | 2.0439 | 0.41655 | 110.6366 | 0.045986 | 2.453% | 0.5316% | 0.00013039 |  |  |  | 0.775 | 2.0439 | 0.41655 | 110.6366 | 0.066483 | 6.928% | 0.5316% | 0.00036832 |  |  | 0.775 | 2.0439 | 0.41655 | 110.6366 | 0.082602 | 16.34% | 0.5316% | 0.0008687 |  |  | 0.044955
[5 empty] | 0.78 | 2.056 | 0.41124 | 113.7573 | 0.047283 | 2.521% | 0.5248% | 0.00013231 |  |  |  | 0.78 | 2.056 | 0.41124 | 113.7573 | 0.068358 | 7.117% | 0.5248% | 0.00037352 |  |  | 0.78 | 2.056 | 0.41124 | 113.7573 | 0.084932 | 16.76% | 0.5248% | 0.00087968 |  |  | 0.045835
[5 empty] | 0.785 | 2.0682 | 0.40582 | 117.0087 | 0.048635 | 2.592% | 0.5179% | 0.00013425 |  |  |  | 0.785 | 2.0682 | 0.40582 | 117.0087 | 0.070312 | 7.313% | 0.5179% | 0.00037873 |  |  | 0.785 | 2.0682 | 0.40582 | 117.0087 | 0.087359 | 17.2% | 0.5179% | 0.00089062 |  |  | 0.046726
[5 empty] | 0.79 | 2.0806 | 0.40028 | 120.3991 | 0.050044 | 2.666% | 0.5108% | 0.0001362 |  |  |  | 0.79 | 2.0806 | 0.40028 | 120.3991 | 0.07235 | 7.516% | 0.5108% | 0.00038397 |  |  | 0.79 | 2.0806 | 0.40028 | 120.3991 | 0.089891 | 17.65% | 0.5108% | 0.00090153 |  |  | 0.047627
[5 empty] | 0.795 | 2.0932 | 0.39462 | 123.9377 | 0.051515 | 2.743% | 0.5036% | 0.00013817 |  |  |  | 0.795 | 2.0932 | 0.39462 | 123.9377 | 0.074476 | 7.728% | 0.5036% | 0.00038922 |  |  | 0.795 | 2.0932 | 0.39462 | 123.9377 | 0.092533 | 18.12% | 0.5036% | 0.00091238 |  |  | 0.04854
[5 empty] | 0.8 | 2.106 | 0.38884 | 127.6343 | 0.053051 | 2.824% | 0.4962% | 0.00014015 |  |  |  | 0.8 | 2.106 | 0.38884 | 127.6343 | 0.076697 | 7.95% | 0.4962% | 0.00039449 |  |  | 0.8 | 2.106 | 0.38884 | 127.6343 | 0.095292 | 18.6% | 0.4962% | 0.00092316 |  |  | 0.049463
[5 empty] | 0.805 | 2.1189 | 0.38293 | 131.4996 | 0.054658 | 2.908% | 0.4887% | 0.00014213 |  |  |  | 0.805 | 2.1189 | 0.38293 | 131.4996 | 0.07902 | 8.18% | 0.4887% | 0.00039977 |  |  | 0.805 | 2.1189 | 0.38293 | 131.4996 | 0.098178 | 19.11% | 0.4887% | 0.00093386 |  |  | 0.050397
[5 empty] | 0.81 | 2.1321 | 0.3769 | 135.5456 | 0.05634 | 2.997% | 0.481% | 0.00014413 |  |  |  | 0.81 | 2.1321 | 0.3769 | 135.5456 | 0.081451 | 8.421% | 0.481% | 0.00040505 |  |  | 0.81 | 2.1321 | 0.3769 | 135.5456 | 0.1012 | 19.63% | 0.481% | 0.00094445 |  |  | 0.051341
[5 empty] | 0.815 | 2.1455 | 0.37074 | 139.7851 | 0.058102 | 3.089% | 0.4731% | 0.00014614 |  |  |  | 0.815 | 2.1455 | 0.37074 | 139.7851 | 0.083999 | 8.673% | 0.4731% | 0.00041034 |  |  | 0.815 | 2.1455 | 0.37074 | 139.7851 | 0.10436 | 20.18% | 0.4731% | 0.00095492 |  |  | 0.052296
[5 empty] | 0.82 | 2.1591 | 0.36444 | 144.2324 | 0.05995 | 3.185% | 0.4651% | 0.00014816 |  |  |  | 0.82 | 2.1591 | 0.36444 | 144.2324 | 0.086671 | 8.936% | 0.4651% | 0.00041562 |  |  | 0.82 | 2.1591 | 0.36444 | 144.2324 | 0.10768 | 20.75% | 0.4651% | 0.00096525 |  |  | 0.053261
[5 empty] | 0.825 | 2.1729 | 0.35802 | 148.9033 | 0.061892 | 3.287% | 0.4569% | 0.00015019 |  |  |  | 0.825 | 2.1729 | 0.35802 | 148.9033 | 0.089478 | 9.211% | 0.4569% | 0.00042089 |  |  | 0.825 | 2.1729 | 0.35802 | 148.9033 | 0.11117 | 21.35% | 0.4569% | 0.00097541 |  |  | 0.054237
[5 empty] | 0.83 | 2.187 | 0.35146 | 153.8151 | 0.063933 | 3.393% | 0.4485% | 0.00015221 |  |  |  | 0.83 | 2.187 | 0.35146 | 153.8151 | 0.09243 | 9.5% | 0.4485% | 0.00042614 |  |  | 0.83 | 2.187 | 0.35146 | 153.8151 | 0.11484 | 21.97% | 0.4485% | 0.00098538 |  |  | 0.055222
[5 empty] | 0.835 | 2.2014 | 0.34477 | 158.9871 | 0.066083 | 3.506% | 0.44% | 0.00015425 |  |  |  | 0.835 | 2.2014 | 0.34477 | 158.9871 | 0.095538 | 9.804% | 0.44% | 0.00043136 |  |  | 0.835 | 2.2014 | 0.34477 | 158.9871 | 0.1187 | 22.62% | 0.44% | 0.00099512 |  |  | 0.056217
[5 empty] | 0.84 | 2.216 | 0.33793 | 164.4408 | 0.06835 | 3.624% | 0.4313% | 0.00015628 |  |  |  | 0.84 | 2.216 | 0.33793 | 164.4408 | 0.098815 | 10.12% | 0.4313% | 0.00043655 |  |  | 0.84 | 2.216 | 0.33793 | 164.4408 | 0.12277 | 23.29% | 0.4313% | 0.0010046 |  |  | 0.057222
[5 empty] | 0.845 | 2.231 | 0.33096 | 170.2001 | 0.070744 | 3.748% | 0.4224% | 0.00015831 |  |  |  | 0.845 | 2.231 | 0.33096 | 170.2001 | 0.10228 | 10.46% | 0.4224% | 0.0004417 |  |  | 0.845 | 2.231 | 0.33096 | 170.2001 | 0.12707 | 24% | 0.4224% | 0.0010138 |  |  | 0.058236
[5 empty] | 0.85 | 2.2462 | 0.32383 | 176.2918 | 0.073276 | 3.88% | 0.4133% | 0.00016034 |  |  |  | 0.85 | 2.2462 | 0.32383 | 176.2918 | 0.10594 | 10.81% | 0.4133% | 0.0004468 |  |  | 0.85 | 2.2462 | 0.32383 | 176.2918 | 0.13162 | 24.75% | 0.4133% | 0.0010227 |  |  | 0.059258
[5 empty] | 0.855 | 2.2618 | 0.31656 | 182.7459 | 0.075958 | 4.019% | 0.404% | 0.00016236 |  |  |  | 0.855 | 2.2618 | 0.31656 | 182.7459 | 0.10981 | 11.18% | 0.404% | 0.00045182 |  |  | 0.855 | 2.2618 | 0.31656 | 182.7459 | 0.13644 | 25.53% | 0.404% | 0.0010312 |  |  | 0.06029
[5 empty] | 0.86 | 2.2778 | 0.30913 | 189.5963 | 0.078806 | 4.166% | 0.3945% | 0.00016437 |  |  |  | 0.86 | 2.2778 | 0.30913 | 189.5963 | 0.11393 | 11.58% | 0.3945% | 0.00045677 |  |  | 0.86 | 2.2778 | 0.30913 | 189.5963 | 0.14155 | 26.34% | 0.3945% | 0.0010393 |  |  | 0.061329
[5 empty] | 0.865 | 2.2942 | 0.30155 | 196.8816 | 0.081834 | 4.323% | 0.3849% | 0.00016636 |  |  |  | 0.865 | 2.2942 | 0.30155 | 196.8816 | 0.11831 | 11.99% | 0.3849% | 0.00046162 |  |  | 0.865 | 2.2942 | 0.30155 | 196.8816 | 0.14699 | 27.2% | 0.3849% | 0.0010469 |  |  | 0.062376
[5 empty] | 0.87 | 2.311 | 0.29381 | 204.6452 | 0.085061 | 4.489% | 0.375% | 0.00016834 |  |  |  | 0.87 | 2.311 | 0.29381 | 204.6452 | 0.12297 | 12.44% | 0.375% | 0.00046636 |  |  | 0.87 | 2.311 | 0.29381 | 204.6452 | 0.15279 | 28.11% | 0.375% | 0.001054 |  |  | 0.06343
[5 empty] | 0.875 | 2.3283 | 0.28591 | 212.9372 | 0.088507 | 4.667% | 0.3649% | 0.00017029 |  |  |  | 0.875 | 2.3283 | 0.28591 | 212.9372 | 0.12796 | 12.91% | 0.3649% | 0.00047096 |  |  | 0.875 | 2.3283 | 0.28591 | 212.9372 | 0.15898 | 29.06% | 0.3649% | 0.0010605 |  |  | 0.06449
[5 empty] | 0.88 | 2.346 | 0.27783 | 221.8148 | 0.092197 | 4.857% | 0.3546% | 0.00017221 |  |  |  | 0.88 | 2.346 | 0.27783 | 221.8148 | 0.13329 | 13.41% | 0.3546% | 0.0004754 |  |  | 0.88 | 2.346 | 0.27783 | 221.8148 | 0.16561 | 30.07% | 0.3546% | 0.0010663 |  |  | 0.065557
[5 empty] | 0.885 | 2.3643 | 0.26959 | 231.3441 | 0.096158 | 5.06% | 0.3441% | 0.00017409 |  |  |  | 0.885 | 2.3643 | 0.26959 | 231.3441 | 0.13902 | 13.94% | 0.3441% | 0.00047965 |  |  | 0.885 | 2.3643 | 0.26959 | 231.3441 | 0.17272 | 31.14% | 0.3441% | 0.0010714 |  |  | 0.066628
[5 empty] | 0.89 | 2.3831 | 0.26116 | 241.6018 | 0.10042 | 5.278% | 0.3333% | 0.00017593 |  |  |  | 0.89 | 2.3831 | 0.26116 | 241.6018 | 0.14518 | 14.51% | 0.3333% | 0.00048369 |  |  | 0.89 | 2.3831 | 0.26116 | 241.6018 | 0.18038 | 32.27% | 0.3333% | 0.0010755 |  |  | 0.067704
[5 empty] | 0.895 | 2.4026 | 0.25255 | 252.6778 | 0.10503 | 5.514% | 0.3223% | 0.00017771 |  |  |  | 0.895 | 2.4026 | 0.25255 | 252.6778 | 0.15184 | 15.12% | 0.3223% | 0.00048748 |  |  | 0.895 | 2.4026 | 0.25255 | 252.6778 | 0.18865 | 33.47% | 0.3223% | 0.0010787 |  |  | 0.068782
[5 empty] | 0.9 | 2.4227 | 0.24375 | 264.6776 | 0.11001 | 5.768% | 0.3111% | 0.00017942 |  |  |  | 0.9 | 2.4227 | 0.24375 | 264.6776 | 0.15905 | 15.78% | 0.3111% | 0.00049097 |  |  | 0.9 | 2.4227 | 0.24375 | 264.6776 | 0.19761 | 34.74% | 0.3111% | 0.0010808 |  |  | 0.069863
[5 empty] | 0.905 | 2.4436 | 0.23475 | 277.7263 | 0.11544 | 6.043% | 0.2996% | 0.00018105 |  |  |  | 0.905 | 2.4436 | 0.23475 | 277.7263 | 0.16689 | 16.49% | 0.2996% | 0.00049412 |  |  | 0.905 | 2.4436 | 0.23475 | 277.7263 | 0.20735 | 36.1% | 0.2996% | 0.0010816 |  |  | 0.070945
[5 empty] | 0.91 | 2.4653 | 0.22554 | 291.9736 | 0.12136 | 6.343% | 0.2878% | 0.00018259 |  |  |  | 0.91 | 2.4653 | 0.22554 | 291.9736 | 0.17545 | 17.26% | 0.2878% | 0.00049687 |  |  | 0.91 | 2.4653 | 0.22554 | 291.9736 | 0.21799 | 37.55% | 0.2878% | 0.001081 |  |  | 0.072026
[5 empty] | 0.915 | 2.488 | 0.21612 | 307.6003 | 0.12785 | 6.671% | 0.2758% | 0.00018401 |  |  |  | 0.915 | 2.488 | 0.21612 | 307.6003 | 0.18484 | 18.1% | 0.2758% | 0.00049914 |  |  | 0.915 | 2.488 | 0.21612 | 307.6003 | 0.22966 | 39.11% | 0.2758% | 0.0010787 |  |  | 0.073104
[5 empty] | 0.92 | 2.5117 | 0.20648 | 324.8266 | 0.13501 | 7.031% | 0.2635% | 0.00018529 |  |  |  | 0.92 | 2.5117 | 0.20648 | 324.8266 | 0.19519 | 19.01% | 0.2635% | 0.00050087 |  |  | 0.92 | 2.5117 | 0.20648 | 324.8266 | 0.24252 | 40.78% | 0.2635% | 0.0010745 |  |  | 0.074179
[5 empty] | 0.925 | 2.5365 | 0.1966 | 343.9241 | 0.14295 | 7.429% | 0.2509% | 0.0001864 |  |  |  | 0.925 | 2.5365 | 0.1966 | 343.9241 | 0.20667 | 20% | 0.2509% | 0.00050195 |  |  | 0.925 | 2.5365 | 0.1966 | 343.9241 | 0.25678 | 42.57% | 0.2509% | 0.0010682 |  |  | 0.075247
[5 empty] | 0.93 | 2.5626 | 0.18648 | 365.2326 | 0.15181 | 7.871% | 0.238% | 0.00018732 |  |  |  | 0.93 | 2.5626 | 0.18648 | 365.2326 | 0.21947 | 21.1% | 0.238% | 0.00050225 |  |  | 0.93 | 2.5626 | 0.18648 | 365.2326 | 0.27268 | 44.51% | 0.238% | 0.0010594 |  |  | 0.076306
[5 empty] | 0.935 | 2.5902 | 0.1761 | 389.1825 | 0.16176 | 8.365% | 0.2247% | 0.00018799 |  |  |  | 0.935 | 2.5902 | 0.1761 | 389.1825 | 0.23387 | 22.32% | 0.2247% | 0.00050164 |  |  | 0.935 | 2.5902 | 0.1761 | 389.1825 | 0.29057 | 46.61% | 0.2247% | 0.0010476 |  |  | 0.077354
[5 empty] | 0.94 | 2.6194 | 0.16545 | 416.3293 | 0.17305 | 8.921% | 0.2112% | 0.00018837 |  |  |  | 0.94 | 2.6194 | 0.16545 | 416.3293 | 0.25018 | 23.68% | 0.2112% | 0.00049994 |  |  | 0.94 | 2.6194 | 0.16545 | 416.3293 | 0.31083 | 48.9% | 0.2112% | 0.0010325 |  |  | 0.078387
[5 empty] | 0.945 | 2.6507 | 0.1545 | 447.4032 | 0.18596 | 9.554% | 0.1972% | 0.00018839 |  |  |  | 0.945 | 2.6507 | 0.1545 | 447.4032 | 0.26885 | 25.2% | 0.1972% | 0.00049691 |  |  | 0.945 | 2.6507 | 0.1545 | 447.4032 | 0.33403 | 51.4% | 0.1972% | 0.0010135 |  |  | 0.0794
[5 empty] | 0.95 | 2.6843 | 0.14324 | 483.3866 | 0.20092 | 10.28% | 0.1828% | 0.00018796 |  |  |  | 0.95 | 2.6843 | 0.14324 | 483.3866 | 0.29047 | 26.93% | 0.1828% | 0.00049226 |  |  | 0.95 | 2.6843 | 0.14324 | 483.3866 | 0.3609 | 54.14% | 0.1828% | 0.00098972 |  |  | 0.08039
[5 empty] | 0.955 | 2.7207 | 0.13165 | 525.6375 | 0.21848 | 11.13% | 0.168% | 0.00018698 |  |  |  | 0.955 | 2.7207 | 0.13165 | 525.6375 | 0.31586 | 28.9% | 0.168% | 0.00048562 |  |  | 0.955 | 2.7207 | 0.13165 | 525.6375 | 0.39244 | 57.16% | 0.168% | 0.00096035 |  |  | 0.08135
[5 empty] | 0.96 | 2.7605 | 0.11969 | 576.0948 | 0.23945 | 12.13% | 0.1527% | 0.00018527 |  |  |  | 0.96 | 2.7605 | 0.11969 | 576.0948 | 0.34618 | 31.19% | 0.1527% | 0.00047648 |  |  | 0.96 | 2.7605 | 0.11969 | 576.0948 | 0.43012 | 60.51% | 0.1527% | 0.00092423 |  |  | 0.082274
[5 empty] | 0.965 | 2.8046 | 0.10732 | 637.6402 | 0.26504 | 13.33% | 0.137% | 0.00018264 |  |  |  | 0.965 | 2.8046 | 0.10732 | 637.6402 | 0.38317 | 33.89% | 0.137% | 0.00046415 |  |  | 0.965 | 2.8046 | 0.10732 | 637.6402 | 0.47607 | 64.24% | 0.137% | 0.00087984 |  |  | 0.083154
[5 empty] | 0.97 | 2.8542 | 0.094503 | 714.7784 | 0.2971 | 14.82% | 0.1206% | 0.00017877 |  |  |  | 0.97 | 2.8542 | 0.094503 | 714.7784 | 0.42952 | 37.12% | 0.1206% | 0.00044765 |  |  | 0.97 | 2.8542 | 0.094503 | 714.7784 | 0.53366 | 68.42% | 0.1206% | 0.00082522 |  |  | 0.083979
[5 empty] | 0.975 | 2.9112 | 0.081174 | 815.0309 | 0.33877 | 16.72% | 0.1036% | 0.00017319 |  |  |  | 0.975 | 2.9112 | 0.081174 | 815.0309 | 0.48976 | 41.08% | 0.1036% | 0.00042555 |  |  | 0.975 | 2.9112 | 0.081174 | 815.0309 | 0.60851 | 73.14% | 0.1036% | 0.00075766 |  |  | 0.084737
[5 empty] | 0.98 | 2.9787 | 0.067247 | 952.1365 | 0.39576 | 19.24% | 0.08582% | 0.00016514 |  |  |  | 0.98 | 2.9787 | 0.067247 | 952.1365 | 0.57215 | 46.09% | 0.08582% | 0.00039559 |  |  | 0.98 | 2.9787 | 0.067247 | 952.1365 | 0.71087 | 78.46% | 0.08582% | 0.00067341 |  |  | 0.08541
[5 empty] | 0.985 | 3.0625 | 0.052598 | 1154.6891 | 0.47995 | 22.83% | 0.06713% | 0.00015326 |  |  |  | 0.985 | 3.0625 | 0.052598 | 1154.6891 | 0.69387 | 52.73% | 0.06713% | 0.00035399 |  |  | 0.985 | 3.0625 | 0.052598 | 1154.6891 | 0.8621 | 84.47% | 0.06713% | 0.00056699 |  |  | 0.085977
[5 empty] | 0.99 | 3.175 | 0.037017 | 1496.1339 | 0.62187 | 28.52% | 0.04724% | 0.00013475 |  |  |  | 0.99 | 3.175 | 0.037017 | 1496.1339 | 0.89905 | 62.13% | 0.04724% | 0.00029351 |  |  | 0.99 | 3.175 | 0.037017 | 1496.1339 | 1.117 | 91.04% | 0.04724% | 0.00043011 |  |  | 0.086408
[5 empty] | 0.995 | 3.3546 | 0.020083 | 2262.5443 | 0.94043 | 39.82% | 0.02563% | 0.00010206 |  |  |  | 0.995 | 3.3546 | 0.020083 | 2262.5443 | 1.3596 | 76.97% | 0.02563% | 0.00019728 |  |  | 0.995 | 3.3546 | 0.020083 | 2262.5443 | 1.6892 | 97.4% | 0.02563% | 0.00024964 |  |  | 0.086657
Air Exchange Rate | AER | 1 | hr-1 |  | Light Exercise, Loudly Speaking | 1 | hr | 1.5 | 0.72 |  |  | R(ERq) |  |  |  | Light Exercise, Loudly Speaking | 2 | hr | 1.5 | 0.72 |  |  | R(ERq) |  |  | Light Exercise, Loudly Speaking | 4 | hr | 1.5 | 0.72 |  |  | R(ERq)
Particle Deposition Rate | k | 0.24 | hr-1 |  | Percentile Increment | log10ERq | pdf log10ERq | I*Erq | Avg quanta/m3 | PI(ERq) | PERq | PI(ERq)*PERq | Risk = | 0.012122 |  | Percentile Increment | log10ERq | pdf log10ERq | I*Erq | Avg quanta/m3 | PI(ERq) | PERq | PI(ERq)*PERq | Risk = | 0.031575 | Percentile Increment | log10ERq | pdf log10ERq | I*Erq | Avg quanta/m3 | PI(ERq) | PERq | PI(ERq)*PERq | Risk = | 0.069271
Viral Inactivation Rate | λ | 0.63 | hr-1 |  | 0.005 | -0.3546 | 0.020083 | 0.44198 | 0.0001618 | 0.008737% | 0.02563% | 2.2393e-08 | Percentile = | 0.655 |  | 0.005 | -0.3546 | 0.020083 | 0.44198 | 0.00021832 | 0.02358% | 0.02563% | 6.0427e-08 | Percentile = | 0.65 | 0.005 | -0.3546 | 0.020083 | 0.44198 | 0.00025597 | 0.05527% | 0.02563% | 1.4167e-07 | Percentile = | 0.64
| IVRR | 1.87 |  |  | 0.01 | -0.17497 | 0.037017 | 0.66839 | 0.00024469 | 0.01321% | 0.04724% | 6.2417e-08 | R(ERq)max = | 0.01669% |  | 0.01 | -0.17497 | 0.037017 | 0.66839 | 0.00033016 | 0.03565% | 0.04724% | 1.6842e-07 | R(ERq)max = | 0.04214% | 0.01 | -0.17497 | 0.037017 | 0.66839 | 0.00038709 | 0.08358% | 0.04724% | 3.9483e-07 | R(ERq)max = | 0.0881%
[5 empty] | 0.015 | -0.062465 | 0.052598 | 0.86603 | 0.00031704 | 0.01712% | 0.06713% | 1.1491e-07 | PI 90% = | 5.098% |  | 0.015 | -0.062465 | 0.052598 | 0.86603 | 0.00042779 | 0.04619% | 0.06713% | 3.1006e-07 | PI 90% = | 13.17% | 0.015 | -0.062465 | 0.052598 | 0.86603 | 0.00050155 | 0.1083% | 0.06713% | 7.2683e-07 | PI 90% = | 28.19%
[5 empty] | 0.02 | 0.021301 | 0.067247 | 1.0503 | 0.00038449 | 0.02076% | 0.08582% | 1.7817e-07 | Percentile = | 0.9 |  | 0.02 | 0.021301 | 0.067247 | 1.0503 | 0.0005188 | 0.05601% | 0.08582% | 4.8073e-07 | Percentile = | 0.9 | 0.02 | 0.021301 | 0.067247 | 1.0503 | 0.00060825 | 0.1313% | 0.08582% | 1.1268e-06 | Percentile = | 0.9
[5 empty] | 0.025 | 0.088826 | 0.081174 | 1.2269 | 0.00044916 | 0.02425% | 0.1036% | 2.5124e-07 |  |  |  | 0.025 | 0.088826 | 0.081174 | 1.2269 | 0.00060607 | 0.06543% | 0.1036% | 6.7787e-07 |  |  | 0.025 | 0.088826 | 0.081174 | 1.2269 | 0.00071057 | 0.1534% | 0.1036% | 1.5888e-06
[5 empty] | 0.03 | 0.14583 | 0.094503 | 1.399 | 0.00051216 | 0.02765% | 0.1206% | 3.3352e-07 |  |  |  | 0.03 | 0.14583 | 0.094503 | 1.399 | 0.00069107 | 0.07461% | 0.1206% | 8.9983e-07 |  |  | 0.03 | 0.14583 | 0.094503 | 1.399 | 0.00081023 | 0.1749% | 0.1206% | 2.1089e-06
[5 empty] | 0.035 | 0.19542 | 0.10732 | 1.5683 | 0.00057412 | 0.031% | 0.137% | 4.2456e-07 |  |  |  | 0.035 | 0.19542 | 0.10732 | 1.5683 | 0.00077468 | 0.08363% | 0.137% | 1.1454e-06 |  |  | 0.035 | 0.19542 | 0.10732 | 1.5683 | 0.00090825 | 0.196% | 0.137% | 2.6844e-06
[5 empty] | 0.04 | 0.23951 | 0.11969 | 1.7358 | 0.00063546 | 0.03431% | 0.1527% | 5.2405e-07 |  |  |  | 0.04 | 0.23951 | 0.11969 | 1.7358 | 0.00085744 | 0.09256% | 0.1527% | 1.4138e-06 |  |  | 0.04 | 0.23951 | 0.11969 | 1.7358 | 0.0010053 | 0.2169% | 0.1527% | 3.3131e-06
[5 empty] | 0.045 | 0.27931 | 0.13165 | 1.9025 | 0.00069645 | 0.0376% | 0.168% | 6.3176e-07 |  |  |  | 0.045 | 0.27931 | 0.13165 | 1.9025 | 0.00093974 | 0.1014% | 0.168% | 1.7043e-06 |  |  | 0.045 | 0.27931 | 0.13165 | 1.9025 | 0.0011018 | 0.2377% | 0.168% | 3.9937e-06
[5 empty] | 0.05 | 0.31571 | 0.14324 | 2.0687 | 0.00075733 | 0.04089% | 0.1828% | 7.4747e-07 |  |  |  | 0.05 | 0.31571 | 0.14324 | 2.0687 | 0.0010219 | 0.1103% | 0.1828% | 2.0165e-06 |  |  | 0.05 | 0.31571 | 0.14324 | 2.0687 | 0.0011981 | 0.2585% | 0.1828% | 4.7248e-06
[5 empty] | 0.055 | 0.3493 | 0.1545 | 2.2351 | 0.00081824 | 0.04418% | 0.1972% | 8.7105e-07 |  |  |  | 0.055 | 0.3493 | 0.1545 | 2.2351 | 0.0011041 | 0.1192% | 0.1972% | 2.3498e-06 |  |  | 0.055 | 0.3493 | 0.1545 | 2.2351 | 0.0012944 | 0.2792% | 0.1972% | 5.5054e-06
[5 empty] | 0.06 | 0.38056 | 0.16545 | 2.4019 | 0.00087931 | 0.04747% | 0.2112% | 1.0024e-06 |  |  |  | 0.06 | 0.38056 | 0.16545 | 2.4019 | 0.0011865 | 0.1281% | 0.2112% | 2.7039e-06 |  |  | 0.06 | 0.38056 | 0.16545 | 2.4019 | 0.001391 | 0.3% | 0.2112% | 6.3349e-06
[5 empty] | 0.065 | 0.40985 | 0.1761 | 2.5695 | 0.00094065 | 0.05078% | 0.2247% | 1.1413e-06 |  |  |  | 0.065 | 0.40985 | 0.1761 | 2.5695 | 0.0012692 | 0.137% | 0.2247% | 3.0787e-06 |  |  | 0.065 | 0.40985 | 0.1761 | 2.5695 | 0.0014881 | 0.3209% | 0.2247% | 7.2124e-06
[5 empty] | 0.07 | 0.43743 | 0.18648 | 2.738 | 0.0010023 | 0.05411% | 0.238% | 1.2878e-06 |  |  |  | 0.07 | 0.43743 | 0.18648 | 2.738 | 0.0013525 | 0.146% | 0.238% | 3.4738e-06 |  |  | 0.07 | 0.43743 | 0.18648 | 2.738 | 0.0015857 | 0.3419% | 0.238% | 8.1375e-06
[5 empty] | 0.075 | 0.46354 | 0.1966 | 2.9076 | 0.0010644 | 0.05746% | 0.2509% | 1.4418e-06 |  |  |  | 0.075 | 0.46354 | 0.1966 | 2.9076 | 0.0014363 | 0.155% | 0.2509% | 3.8891e-06 |  |  | 0.075 | 0.46354 | 0.1966 | 2.9076 | 0.0016839 | 0.3631% | 0.2509% | 9.1097e-06
[5 empty] | 0.08 | 0.48835 | 0.20648 | 3.0786 | 0.001127 | 0.06084% | 0.2635% | 1.6032e-06 |  |  |  | 0.08 | 0.48835 | 0.20648 | 3.0786 | 0.0015207 | 0.1641% | 0.2635% | 4.3244e-06 |  |  | 0.08 | 0.48835 | 0.20648 | 3.0786 | 0.0017829 | 0.3844% | 0.2635% | 1.0129e-05
[5 empty] | 0.085 | 0.51201 | 0.21612 | 3.251 | 0.0011901 | 0.06425% | 0.2758% | 1.7721e-06 |  |  |  | 0.085 | 0.51201 | 0.21612 | 3.251 | 0.0016059 | 0.1733% | 0.2758% | 4.7796e-06 |  |  | 0.085 | 0.51201 | 0.21612 | 3.251 | 0.0018828 | 0.4058% | 0.2758% | 1.1194e-05
[5 empty] | 0.09 | 0.53466 | 0.22554 | 3.425 | 0.0012538 | 0.06768% | 0.2878% | 1.9482e-06 |  |  |  | 0.09 | 0.53466 | 0.22554 | 3.425 | 0.0016918 | 0.1825% | 0.2878% | 5.2546e-06 |  |  | 0.09 | 0.53466 | 0.22554 | 3.425 | 0.0019835 | 0.4275% | 0.2878% | 1.2306e-05
[5 empty] | 0.095 | 0.55638 | 0.23475 | 3.6007 | 0.0013181 | 0.07115% | 0.2996% | 2.1317e-06 |  |  |  | 0.095 | 0.55638 | 0.23475 | 3.6007 | 0.0017786 | 0.1919% | 0.2996% | 5.7493e-06 |  |  | 0.095 | 0.55638 | 0.23475 | 3.6007 | 0.0020853 | 0.4494% | 0.2996% | 1.3464e-05
[5 empty] | 0.1 | 0.57728 | 0.24375 | 3.7782 | 0.0013831 | 0.07466% | 0.3111% | 2.3225e-06 |  |  |  | 0.1 | 0.57728 | 0.24375 | 3.7782 | 0.0018663 | 0.2014% | 0.3111% | 6.2638e-06 |  |  | 0.1 | 0.57728 | 0.24375 | 3.7782 | 0.0021881 | 0.4715% | 0.3111% | 1.4668e-05
[5 empty] | 0.105 | 0.59743 | 0.25255 | 3.9576 | 0.0014488 | 0.07821% | 0.3223% | 2.5206e-06 |  |  |  | 0.105 | 0.59743 | 0.25255 | 3.9576 | 0.0019549 | 0.2109% | 0.3223% | 6.7978e-06 |  |  | 0.105 | 0.59743 | 0.25255 | 3.9576 | 0.002292 | 0.4938% | 0.3223% | 1.5917e-05
[5 empty] | 0.11 | 0.6169 | 0.26116 | 4.139 | 0.0015152 | 0.08179% | 0.3333% | 2.726e-06 |  |  |  | 0.11 | 0.6169 | 0.26116 | 4.139 | 0.0020445 | 0.2206% | 0.3333% | 7.3515e-06 |  |  | 0.11 | 0.6169 | 0.26116 | 4.139 | 0.0023971 | 0.5164% | 0.3333% | 1.7213e-05
[5 empty] | 0.115 | 0.63574 | 0.26959 | 4.3226 | 0.0015824 | 0.08541% | 0.3441% | 2.9387e-06 |  |  |  | 0.115 | 0.63574 | 0.26959 | 4.3226 | 0.0021352 | 0.2303% | 0.3441% | 7.9248e-06 |  |  | 0.115 | 0.63574 | 0.26959 | 4.3226 | 0.0025033 | 0.5393% | 0.3441% | 1.8554e-05
[5 empty] | 0.12 | 0.65401 | 0.27783 | 4.5083 | 0.0016504 | 0.08908% | 0.3546% | 3.1587e-06 |  |  |  | 0.12 | 0.65401 | 0.27783 | 4.5083 | 0.0022269 | 0.2402% | 0.3546% | 8.5177e-06 |  |  | 0.12 | 0.65401 | 0.27783 | 4.5083 | 0.0026109 | 0.5624% | 0.3546% | 1.994e-05
[5 empty] | 0.125 | 0.67175 | 0.28591 | 4.6962 | 0.0017192 | 0.09279% | 0.3649% | 3.3859e-06 |  |  |  | 0.125 | 0.67175 | 0.28591 | 4.6962 | 0.0023198 | 0.2502% | 0.3649% | 9.1302e-06 |  |  | 0.125 | 0.67175 | 0.28591 | 4.6962 | 0.0027197 | 0.5857% | 0.3649% | 2.1373e-05
[5 empty] | 0.13 | 0.689 | 0.29381 | 4.8865 | 0.0017889 | 0.09655% | 0.375% | 3.6204e-06 |  |  |  | 0.13 | 0.689 | 0.29381 | 4.8865 | 0.0024138 | 0.2603% | 0.375% | 9.7623e-06 |  |  | 0.13 | 0.689 | 0.29381 | 4.8865 | 0.0028299 | 0.6094% | 0.375% | 2.2851e-05
[5 empty] | 0.135 | 0.70579 | 0.30155 | 5.0792 | 0.0018594 | 0.1004% | 0.3849% | 3.8623e-06 |  |  |  | 0.135 | 0.70579 | 0.30155 | 5.0792 | 0.0025089 | 0.2706% | 0.3849% | 1.0414e-05 |  |  | 0.135 | 0.70579 | 0.30155 | 5.0792 | 0.0029415 | 0.6334% | 0.3849% | 2.4375e-05
[5 empty] | 0.14 | 0.72217 | 0.30913 | 5.2744 | 0.0019309 | 0.1042% | 0.3945% | 4.1114e-06 |  |  |  | 0.14 | 0.72217 | 0.30913 | 5.2744 | 0.0026054 | 0.281% | 0.3945% | 1.1086e-05 |  |  | 0.14 | 0.72217 | 0.30913 | 5.2744 | 0.0030546 | 0.6576% | 0.3945% | 2.5945e-05
[5 empty] | 0.145 | 0.73815 | 0.31656 | 5.4721 | 0.0020032 | 0.1081% | 0.404% | 4.3679e-06 |  |  |  | 0.145 | 0.73815 | 0.31656 | 5.4721 | 0.002703 | 0.2915% | 0.404% | 1.1777e-05 |  |  | 0.145 | 0.73815 | 0.31656 | 5.4721 | 0.0031691 | 0.6822% | 0.404% | 2.756e-05
[5 empty] | 0.15 | 0.75377 | 0.32383 | 5.6724 | 0.0020766 | 0.1121% | 0.4133% | 4.6318e-06 |  |  |  | 0.15 | 0.75377 | 0.32383 | 5.6724 | 0.002802 | 0.3022% | 0.4133% | 1.2488e-05 |  |  | 0.15 | 0.75377 | 0.32383 | 5.6724 | 0.0032851 | 0.7071% | 0.4133% | 2.9222e-05
[5 empty] | 0.155 | 0.76904 | 0.33096 | 5.8754 | 0.0021509 | 0.1161% | 0.4224% | 4.903e-06 |  |  |  | 0.155 | 0.76904 | 0.33096 | 5.8754 | 0.0029023 | 0.313% | 0.4224% | 1.3218e-05 |  |  | 0.155 | 0.76904 | 0.33096 | 5.8754 | 0.0034027 | 0.7323% | 0.4224% | 3.093e-05
[5 empty] | 0.16 | 0.78399 | 0.33793 | 6.0812 | 0.0022262 | 0.1201% | 0.4313% | 5.1816e-06 |  |  |  | 0.16 | 0.78399 | 0.33793 | 6.0812 | 0.0030039 | 0.3239% | 0.4313% | 1.3969e-05 |  |  | 0.16 | 0.78399 | 0.33793 | 6.0812 | 0.0035218 | 0.7578% | 0.4313% | 3.2684e-05
[5 empty] | 0.165 | 0.79864 | 0.34477 | 6.2898 | 0.0023026 | 0.1243% | 0.44% | 5.4676e-06 |  |  |  | 0.165 | 0.79864 | 0.34477 | 6.2898 | 0.0031069 | 0.335% | 0.44% | 1.474e-05 |  |  | 0.165 | 0.79864 | 0.34477 | 6.2898 | 0.0036427 | 0.7837% | 0.44% | 3.4484e-05
[5 empty] | 0.17 | 0.813 | 0.35146 | 6.5013 | 0.00238 | 0.1284% | 0.4485% | 5.7611e-06 |  |  |  | 0.17 | 0.813 | 0.35146 | 6.5013 | 0.0032114 | 0.3462% | 0.4485% | 1.553e-05 |  |  | 0.17 | 0.813 | 0.35146 | 6.5013 | 0.0037651 | 0.81% | 0.4485% | 3.6331e-05
[5 empty] | 0.175 | 0.8271 | 0.35802 | 6.7158 | 0.0024585 | 0.1327% | 0.4569% | 6.062e-06 |  |  |  | 0.175 | 0.8271 | 0.35802 | 6.7158 | 0.0033174 | 0.3576% | 0.4569% | 1.6341e-05 |  |  | 0.175 | 0.8271 | 0.35802 | 6.7158 | 0.0038893 | 0.8366% | 0.4569% | 3.8225e-05
[5 empty] | 0.18 | 0.84094 | 0.36444 | 6.9333 | 0.0025381 | 0.137% | 0.4651% | 6.3705e-06 |  |  |  | 0.18 | 0.84094 | 0.36444 | 6.9333 | 0.0034248 | 0.3692% | 0.4651% | 1.7172e-05 |  |  | 0.18 | 0.84094 | 0.36444 | 6.9333 | 0.0040153 | 0.8636% | 0.4651% | 4.0165e-05
[5 empty] | 0.185 | 0.85454 | 0.37074 | 7.1538 | 0.0026189 | 0.1413% | 0.4731% | 6.6865e-06 |  |  |  | 0.185 | 0.85454 | 0.37074 | 7.1538 | 0.0035337 | 0.3809% | 0.4731% | 1.8023e-05 |  |  | 0.185 | 0.85454 | 0.37074 | 7.1538 | 0.004143 | 0.8909% | 0.4731% | 4.2153e-05
[5 empty] | 0.19 | 0.86791 | 0.3769 | 7.3776 | 0.0027008 | 0.1457% | 0.481% | 7.0101e-06 |  |  |  | 0.19 | 0.86791 | 0.3769 | 7.3776 | 0.0036443 | 0.3928% | 0.481% | 1.8894e-05 |  |  | 0.19 | 0.86791 | 0.3769 | 7.3776 | 0.0042726 | 0.9186% | 0.481% | 4.4187e-05
[5 empty] | 0.195 | 0.88108 | 0.38293 | 7.6046 | 0.0027839 | 0.1502% | 0.4887% | 7.3413e-06 |  |  |  | 0.195 | 0.88108 | 0.38293 | 7.6046 | 0.0037564 | 0.4049% | 0.4887% | 1.9786e-05 |  |  | 0.195 | 0.88108 | 0.38293 | 7.6046 | 0.0044041 | 0.9468% | 0.4887% | 4.6269e-05
[5 empty] | 0.2 | 0.89403 | 0.38884 | 7.8349 | 0.0028682 | 0.1548% | 0.4962% | 7.6801e-06 |  |  |  | 0.2 | 0.89403 | 0.38884 | 7.8349 | 0.0038702 | 0.4171% | 0.4962% | 2.0699e-05 |  |  | 0.2 | 0.89403 | 0.38884 | 7.8349 | 0.0045375 | 0.9753% | 0.4962% | 4.8399e-05
[5 empty] | 0.205 | 0.9068 | 0.39462 | 8.0686 | 0.0029538 | 0.1594% | 0.5036% | 8.0266e-06 |  |  |  | 0.205 | 0.9068 | 0.39462 | 8.0686 | 0.0039856 | 0.4295% | 0.5036% | 2.1632e-05 |  |  | 0.205 | 0.9068 | 0.39462 | 8.0686 | 0.0046728 | 1.004% | 0.5036% | 5.0576e-05
[5 empty] | 0.21 | 0.91938 | 0.40028 | 8.3057 | 0.0030406 | 0.1641% | 0.5108% | 8.3808e-06 |  |  |  | 0.21 | 0.91938 | 0.40028 | 8.3057 | 0.0041027 | 0.4421% | 0.5108% | 2.2585e-05 |  |  | 0.21 | 0.91938 | 0.40028 | 8.3057 | 0.0048101 | 1.034% | 0.5108% | 5.2802e-05
[5 empty] | 0.215 | 0.93178 | 0.40582 | 8.5464 | 0.0031287 | 0.1688% | 0.5179% | 8.7428e-06 |  |  |  | 0.215 | 0.93178 | 0.40582 | 8.5464 | 0.0042216 | 0.4549% | 0.5179% | 2.356e-05 |  |  | 0.215 | 0.93178 | 0.40582 | 8.5464 | 0.0049495 | 1.063% | 0.5179% | 5.5076e-05
[5 empty] | 0.22 | 0.94402 | 0.41124 | 8.7906 | 0.0032181 | 0.1736% | 0.5248% | 9.1126e-06 |  |  |  | 0.22 | 0.94402 | 0.41124 | 8.7906 | 0.0043423 | 0.4679% | 0.5248% | 2.4556e-05 |  |  | 0.22 | 0.94402 | 0.41124 | 8.7906 | 0.005091 | 1.094% | 0.5248% | 5.7398e-05
[5 empty] | 0.225 | 0.9561 | 0.41655 | 9.0386 | 0.0033089 | 0.1785% | 0.5316% | 9.4903e-06 |  |  |  | 0.225 | 0.9561 | 0.41655 | 9.0386 | 0.0044648 | 0.481% | 0.5316% | 2.5572e-05 |  |  | 0.225 | 0.9561 | 0.41655 | 9.0386 | 0.0052346 | 1.124% | 0.5316% | 5.9769e-05
[5 empty] | 0.23 | 0.96803 | 0.42173 | 9.2903 | 0.003401 | 0.1835% | 0.5382% | 9.8758e-06 |  |  |  | 0.23 | 0.96803 | 0.42173 | 9.2903 | 0.0045891 | 0.4944% | 0.5382% | 2.661e-05 |  |  | 0.23 | 0.96803 | 0.42173 | 9.2903 | 0.0053803 | 1.155% | 0.5382% | 6.2189e-05
[5 empty] | 0.235 | 0.97982 | 0.42681 | 9.5459 | 0.0034946 | 0.1885% | 0.5447% | 1.0269e-05 |  |  |  | 0.235 | 0.97982 | 0.42681 | 9.5459 | 0.0047153 | 0.508% | 0.5447% | 2.7669e-05 |  |  | 0.235 | 0.97982 | 0.42681 | 9.5459 | 0.0055283 | 1.187% | 0.5447% | 6.4658e-05
[5 empty] | 0.24 | 0.99146 | 0.43177 | 9.8053 | 0.0035896 | 0.1936% | 0.551% | 1.0671e-05 |  |  |  | 0.24 | 0.99146 | 0.43177 | 9.8053 | 0.0048435 | 0.5217% | 0.551% | 2.8749e-05 |  |  | 0.24 | 0.99146 | 0.43177 | 9.8053 | 0.0056786 | 1.219% | 0.551% | 6.7176e-05
[5 empty] | 0.245 | 1.003 | 0.43662 | 10.0688 | 0.003686 | 0.1988% | 0.5572% | 1.108e-05 |  |  |  | 0.245 | 1.003 | 0.43662 | 10.0688 | 0.0049736 | 0.5357% | 0.5572% | 2.9851e-05 |  |  | 0.245 | 1.003 | 0.43662 | 10.0688 | 0.0058312 | 1.252% | 0.5572% | 6.9744e-05
[5 empty] | 0.25 | 1.0144 | 0.44136 | 10.3364 | 0.003784 | 0.2041% | 0.5633% | 1.1498e-05 |  |  |  | 0.25 | 1.0144 | 0.44136 | 10.3364 | 0.0051058 | 0.5499% | 0.5633% | 3.0975e-05 |  |  | 0.25 | 1.0144 | 0.44136 | 10.3364 | 0.0059861 | 1.285% | 0.5633% | 7.2363e-05
[5 empty] | 0.255 | 1.0256 | 0.44599 | 10.6081 | 0.0038834 | 0.2095% | 0.5692% | 1.1924e-05 |  |  |  | 0.255 | 1.0256 | 0.44599 | 10.6081 | 0.00524 | 0.5643% | 0.5692% | 3.212e-05 |  |  | 0.255 | 1.0256 | 0.44599 | 10.6081 | 0.0061435 | 1.318% | 0.5692% | 7.5031e-05
[5 empty] | 0.26 | 1.0368 | 0.45051 | 10.8841 | 0.0039845 | 0.2149% | 0.575% | 1.2357e-05 |  |  |  | 0.26 | 1.0368 | 0.45051 | 10.8841 | 0.0053763 | 0.579% | 0.575% | 3.3288e-05 |  |  | 0.26 | 1.0368 | 0.45051 | 10.8841 | 0.0063033 | 1.352% | 0.575% | 7.775e-05
[5 empty] | 0.265 | 1.0478 | 0.45492 | 11.1644 | 0.0040871 | 0.2205% | 0.5806% | 1.28e-05 |  |  |  | 0.265 | 1.0478 | 0.45492 | 11.1644 | 0.0055148 | 0.5938% | 0.5806% | 3.4477e-05 |  |  | 0.265 | 1.0478 | 0.45492 | 11.1644 | 0.0064657 | 1.387% | 0.5806% | 8.052e-05
[5 empty] | 0.27 | 1.0588 | 0.45923 | 11.4492 | 0.0041913 | 0.2261% | 0.5861% | 1.325e-05 |  |  |  | 0.27 | 1.0588 | 0.45923 | 11.4492 | 0.0056555 | 0.6089% | 0.5861% | 3.5689e-05 |  |  | 0.27 | 1.0588 | 0.45923 | 11.4492 | 0.0066306 | 1.422% | 0.5861% | 8.3342e-05
[5 empty] | 0.275 | 1.0696 | 0.46343 | 11.7385 | 0.0042973 | 0.2318% | 0.5914% | 1.3709e-05 |  |  |  | 0.275 | 1.0696 | 0.46343 | 11.7385 | 0.0057984 | 0.6243% | 0.5914% | 3.6922e-05 |  |  | 0.275 | 1.0696 | 0.46343 | 11.7385 | 0.0067982 | 1.458% | 0.5914% | 8.6214e-05
[5 empty] | 0.28 | 1.0804 | 0.46753 | 12.0325 | 0.0044049 | 0.2376% | 0.5967% | 1.4176e-05 |  |  |  | 0.28 | 1.0804 | 0.46753 | 12.0325 | 0.0059436 | 0.6399% | 0.5967% | 3.8179e-05 |  |  | 0.28 | 1.0804 | 0.46753 | 12.0325 | 0.0069684 | 1.494% | 0.5967% | 8.9138e-05
[5 empty] | 0.285 | 1.091 | 0.47153 | 12.3311 | 0.0045142 | 0.2435% | 0.6018% | 1.4652e-05 |  |  |  | 0.285 | 1.091 | 0.47153 | 12.3311 | 0.0060911 | 0.6557% | 0.6018% | 3.9458e-05 |  |  | 0.285 | 1.091 | 0.47153 | 12.3311 | 0.0071414 | 1.531% | 0.6018% | 9.2115e-05
[5 empty] | 0.29 | 1.1016 | 0.47542 | 12.6346 | 0.0046253 | 0.2495% | 0.6067% | 1.5136e-05 |  |  |  | 0.29 | 1.1016 | 0.47542 | 12.6346 | 0.0062411 | 0.6718% | 0.6067% | 4.076e-05 |  |  | 0.29 | 1.1016 | 0.47542 | 12.6346 | 0.0073172 | 1.568% | 0.6067% | 9.5143e-05
[5 empty] | 0.295 | 1.112 | 0.47921 | 12.9431 | 0.0047382 | 0.2555% | 0.6116% | 1.5628e-05 |  |  |  | 0.295 | 1.112 | 0.47921 | 12.9431 | 0.0063934 | 0.6881% | 0.6116% | 4.2084e-05 |  |  | 0.295 | 1.112 | 0.47921 | 12.9431 | 0.0074958 | 1.606% | 0.6116% | 9.8225e-05
[5 empty] | 0.3 | 1.1224 | 0.48291 | 13.2566 | 0.004853 | 0.2617% | 0.6163% | 1.613e-05 |  |  |  | 0.3 | 1.1224 | 0.48291 | 13.2566 | 0.0065483 | 0.7047% | 0.6163% | 4.3432e-05 |  |  | 0.3 | 1.1224 | 0.48291 | 13.2566 | 0.0076773 | 1.645% | 0.6163% | 0.00010136
[5 empty] | 0.305 | 1.1327 | 0.4865 | 13.5752 | 0.0049697 | 0.268% | 0.6209% | 1.664e-05 |  |  |  | 0.305 | 1.1327 | 0.4865 | 13.5752 | 0.0067057 | 0.7216% | 0.6209% | 4.4803e-05 |  |  | 0.305 | 1.1327 | 0.4865 | 13.5752 | 0.0078619 | 1.684% | 0.6209% | 0.00010455
[5 empty] | 0.31 | 1.143 | 0.48999 | 13.8991 | 0.0050882 | 0.2744% | 0.6253% | 1.7159e-05 |  |  |  | 0.31 | 1.143 | 0.48999 | 13.8991 | 0.0068657 | 0.7388% | 0.6253% | 4.6197e-05 |  |  | 0.31 | 1.143 | 0.48999 | 13.8991 | 0.0080495 | 1.724% | 0.6253% | 0.00010779
[5 empty] | 0.315 | 1.1532 | 0.49339 | 14.2284 | 0.0052088 | 0.2809% | 0.6297% | 1.7686e-05 |  |  |  | 0.315 | 1.1532 | 0.49339 | 14.2284 | 0.0070283 | 0.7562% | 0.6297% | 4.7615e-05 |  |  | 0.315 | 1.1532 | 0.49339 | 14.2284 | 0.0082402 | 1.764% | 0.6297% | 0.00011108
[5 empty] | 0.32 | 1.1633 | 0.49668 | 14.5632 | 0.0053313 | 0.2875% | 0.6339% | 1.8223e-05 |  |  |  | 0.32 | 1.1633 | 0.49668 | 14.5632 | 0.0071937 | 0.7739% | 0.6339% | 4.9057e-05 |  |  | 0.32 | 1.1633 | 0.49668 | 14.5632 | 0.0084341 | 1.805% | 0.6339% | 0.00011443
[5 empty] | 0.325 | 1.1733 | 0.49988 | 14.9036 | 0.005456 | 0.2942% | 0.638% | 1.8768e-05 |  |  |  | 0.325 | 1.1733 | 0.49988 | 14.9036 | 0.0073619 | 0.7919% | 0.638% | 5.0522e-05 |  |  | 0.325 | 1.1733 | 0.49988 | 14.9036 | 0.0086312 | 1.847% | 0.638% | 0.00011784
[5 empty] | 0.33 | 1.1833 | 0.50298 | 15.2497 | 0.0055827 | 0.301% | 0.6419% | 1.9323e-05 |  |  |  | 0.33 | 1.1833 | 0.50298 | 15.2497 | 0.0075328 | 0.8102% | 0.6419% | 5.2012e-05 |  |  | 0.33 | 1.1833 | 0.50298 | 15.2497 | 0.0088317 | 1.89% | 0.6419% | 0.0001213
[5 empty] | 0.335 | 1.1932 | 0.50599 | 15.6018 | 0.0057115 | 0.3079% | 0.6458% | 1.9886e-05 |  |  |  | 0.335 | 1.1932 | 0.50599 | 15.6018 | 0.0077067 | 0.8289% | 0.6458% | 5.3525e-05 |  |  | 0.335 | 1.1932 | 0.50599 | 15.6018 | 0.0090355 | 1.933% | 0.6458% | 0.00012481
[5 empty] | 0.34 | 1.203 | 0.5089 | 15.9598 | 0.0058426 | 0.315% | 0.6495% | 2.0459e-05 |  |  |  | 0.34 | 1.203 | 0.5089 | 15.9598 | 0.0078836 | 0.8478% | 0.6495% | 5.5064e-05 |  |  | 0.34 | 1.203 | 0.5089 | 15.9598 | 0.0092429 | 1.977% | 0.6495% | 0.00012838
[5 empty] | 0.345 | 1.2128 | 0.51172 | 16.3239 | 0.0059759 | 0.3222% | 0.6531% | 2.1041e-05 |  |  |  | 0.345 | 1.2128 | 0.51172 | 16.3239 | 0.0080634 | 0.8671% | 0.6531% | 5.6626e-05 |  |  | 0.345 | 1.2128 | 0.51172 | 16.3239 | 0.0094537 | 2.021% | 0.6531% | 0.00013201
[5 empty] | 0.35 | 1.2226 | 0.51444 | 16.6943 | 0.0061115 | 0.3295% | 0.6565% | 2.1632e-05 |  |  |  | 0.35 | 1.2226 | 0.51444 | 16.6943 | 0.0082464 | 0.8867% | 0.6565% | 5.8214e-05 |  |  | 0.35 | 1.2226 | 0.51444 | 16.6943 | 0.0096683 | 2.067% | 0.6565% | 0.00013569
[5 empty] | 0.355 | 1.2323 | 0.51707 | 17.0712 | 0.0062495 | 0.3369% | 0.6599% | 2.2232e-05 |  |  |  | 0.355 | 1.2323 | 0.51707 | 17.0712 | 0.0084326 | 0.9066% | 0.6599% | 5.9826e-05 |  |  | 0.355 | 1.2323 | 0.51707 | 17.0712 | 0.0098865 | 2.113% | 0.6599% | 0.00013943
[5 empty] | 0.36 | 1.2419 | 0.51961 | 17.4546 | 0.0063898 | 0.3445% | 0.6631% | 2.2842e-05 |  |  |  | 0.36 | 1.2419 | 0.51961 | 17.4546 | 0.008622 | 0.9268% | 0.6631% | 6.1463e-05 |  |  | 0.36 | 1.2419 | 0.51961 | 17.4546 | 0.010109 | 2.16% | 0.6631% | 0.00014322
[5 empty] | 0.365 | 1.2515 | 0.52205 | 17.8447 | 0.0065326 | 0.3521% | 0.6663% | 2.3462e-05 |  |  |  | 0.365 | 1.2515 | 0.52205 | 17.8447 | 0.0088147 | 0.9475% | 0.6663% | 6.3126e-05 |  |  | 0.365 | 1.2515 | 0.52205 | 17.8447 | 0.010334 | 2.208% | 0.6663% | 0.00014708
[5 empty] | 0.37 | 1.2611 | 0.5244 | 18.2417 | 0.006678 | 0.36% | 0.6693% | 2.4091e-05 |  |  |  | 0.37 | 1.2611 | 0.5244 | 18.2417 | 0.0090108 | 0.9684% | 0.6693% | 6.4814e-05 |  |  | 0.37 | 1.2611 | 0.5244 | 18.2417 | 0.010564 | 2.256% | 0.6693% | 0.00015099
[5 empty] | 0.375 | 1.2706 | 0.52666 | 18.6457 | 0.0068259 | 0.3679% | 0.6721% | 2.4729e-05 |  |  |  | 0.375 | 1.2706 | 0.52666 | 18.6457 | 0.0092103 | 0.9898% | 0.6721% | 6.6528e-05 |  |  | 0.375 | 1.2706 | 0.52666 | 18.6457 | 0.010798 | 2.305% | 0.6721% | 0.00015496
[5 empty] | 0.38 | 1.2801 | 0.52883 | 19.057 | 0.0069764 | 0.376% | 0.6749% | 2.5378e-05 |  |  |  | 0.38 | 1.2801 | 0.52883 | 19.057 | 0.0094135 | 1.012% | 0.6749% | 6.8267e-05 |  |  | 0.38 | 1.2801 | 0.52883 | 19.057 | 0.011037 | 2.356% | 0.6749% | 0.00015899
[5 empty] | 0.385 | 1.2895 | 0.5309 | 19.4756 | 0.0071297 | 0.3843% | 0.6776% | 2.6036e-05 |  |  |  | 0.385 | 1.2895 | 0.5309 | 19.4756 | 0.0096202 | 1.034% | 0.6776% | 7.0033e-05 |  |  | 0.385 | 1.2895 | 0.5309 | 19.4756 | 0.011279 | 2.407% | 0.6776% | 0.00016308
[5 empty] | 0.39 | 1.2989 | 0.53289 | 19.9017 | 0.0072857 | 0.3927% | 0.6801% | 2.6704e-05 |  |  |  | 0.39 | 1.2989 | 0.53289 | 19.9017 | 0.0098307 | 1.056% | 0.6801% | 7.1824e-05 |  |  | 0.39 | 1.2989 | 0.53289 | 19.9017 | 0.011526 | 2.459% | 0.6801% | 0.00016722
[5 empty] | 0.395 | 1.3083 | 0.53478 | 20.3356 | 0.0074445 | 0.4012% | 0.6825% | 2.7382e-05 |  |  |  | 0.395 | 1.3083 | 0.53478 | 20.3356 | 0.010045 | 1.079% | 0.6825% | 7.3643e-05 |  |  | 0.395 | 1.3083 | 0.53478 | 20.3356 | 0.011777 | 2.512% | 0.6825% | 0.00017143
[5 empty] | 0.4 | 1.3176 | 0.53659 | 20.7773 | 0.0076062 | 0.4099% | 0.6848% | 2.807e-05 |  |  |  | 0.4 | 1.3176 | 0.53659 | 20.7773 | 0.010263 | 1.102% | 0.6848% | 7.5488e-05 |  |  | 0.4 | 1.3176 | 0.53659 | 20.7773 | 0.012033 | 2.566% | 0.6848% | 0.0001757
[5 empty] | 0.405 | 1.3269 | 0.5383 | 21.2272 | 0.0077709 | 0.4188% | 0.687% | 2.8768e-05 |  |  |  | 0.405 | 1.3269 | 0.5383 | 21.2272 | 0.010486 | 1.126% | 0.687% | 7.7359e-05 |  |  | 0.405 | 1.3269 | 0.5383 | 21.2272 | 0.012293 | 2.62% | 0.687% | 0.00018002
[5 empty] | 0.41 | 1.3362 | 0.53993 | 21.6854 | 0.0079387 | 0.4278% | 0.6891% | 2.9476e-05 |  |  |  | 0.41 | 1.3362 | 0.53993 | 21.6854 | 0.010712 | 1.15% | 0.6891% | 7.9258e-05 |  |  | 0.41 | 1.3362 | 0.53993 | 21.6854 | 0.012559 | 2.676% | 0.6891% | 0.00018441
[5 empty] | 0.415 | 1.3454 | 0.54146 | 22.1521 | 0.0081095 | 0.437% | 0.691% | 3.0195e-05 |  |  |  | 0.415 | 1.3454 | 0.54146 | 22.1521 | 0.010942 | 1.175% | 0.691% | 8.1184e-05 |  |  | 0.415 | 1.3454 | 0.54146 | 22.1521 | 0.012829 | 2.733% | 0.691% | 0.00018886
[5 empty] | 0.42 | 1.3546 | 0.54291 | 22.6275 | 0.0082835 | 0.4463% | 0.6929% | 3.0924e-05 |  |  |  | 0.42 | 1.3546 | 0.54291 | 22.6275 | 0.011177 | 1.2% | 0.6929% | 8.3137e-05 |  |  | 0.42 | 1.3546 | 0.54291 | 22.6275 | 0.013104 | 2.791% | 0.6929% | 0.00019337
[5 empty] | 0.425 | 1.3638 | 0.54427 | 23.1119 | 0.0084608 | 0.4558% | 0.6946% | 3.1663e-05 |  |  |  | 0.425 | 1.3638 | 0.54427 | 23.1119 | 0.011416 | 1.225% | 0.6946% | 8.5118e-05 |  |  | 0.425 | 1.3638 | 0.54427 | 23.1119 | 0.013385 | 2.85% | 0.6946% | 0.00019795
[5 empty] | 0.43 | 1.373 | 0.54553 | 23.6054 | 0.0086415 | 0.4656% | 0.6962% | 3.2413e-05 |  |  |  | 0.43 | 1.373 | 0.54553 | 23.6054 | 0.01166 | 1.251% | 0.6962% | 8.7127e-05 |  |  | 0.43 | 1.373 | 0.54553 | 23.6054 | 0.013671 | 2.91% | 0.6962% | 0.00020258
[5 empty] | 0.435 | 1.3822 | 0.54672 | 24.1083 | 0.0088256 | 0.4754% | 0.6977% | 3.3174e-05 |  |  |  | 0.435 | 1.3822 | 0.54672 | 24.1083 | 0.011909 | 1.278% | 0.6977% | 8.9164e-05 |  |  | 0.435 | 1.3822 | 0.54672 | 24.1083 | 0.013962 | 2.971% | 0.6977% | 0.00020728
[5 empty] | 0.44 | 1.3913 | 0.54781 | 24.6208 | 0.0090132 | 0.4855% | 0.6991% | 3.3945e-05 |  |  |  | 0.44 | 1.3913 | 0.54781 | 24.6208 | 0.012162 | 1.305% | 0.6991% | 9.1229e-05 |  |  | 0.44 | 1.3913 | 0.54781 | 24.6208 | 0.014259 | 3.033% | 0.6991% | 0.00021204
[5 empty] | 0.445 | 1.4004 | 0.54881 | 25.1432 | 0.0092045 | 0.4958% | 0.7004% | 3.4727e-05 |  |  |  | 0.445 | 1.4004 | 0.54881 | 25.1432 | 0.01242 | 1.332% | 0.7004% | 9.3322e-05 |  |  | 0.445 | 1.4004 | 0.54881 | 25.1432 | 0.014561 | 3.096% | 0.7004% | 0.00021687
[5 empty] | 0.45 | 1.4095 | 0.54973 | 25.6758 | 0.0093995 | 0.5063% | 0.7016% | 3.552e-05 |  |  |  | 0.45 | 1.4095 | 0.54973 | 25.6758 | 0.012683 | 1.36% | 0.7016% | 9.5445e-05 |  |  | 0.45 | 1.4095 | 0.54973 | 25.6758 | 0.01487 | 3.161% | 0.7016% | 0.00022176
[5 empty] | 0.455 | 1.4186 | 0.55056 | 26.2188 | 0.0095982 | 0.517% | 0.7026% | 3.6324e-05 |  |  |  | 0.455 | 1.4186 | 0.55056 | 26.2188 | 0.012951 | 1.389% | 0.7026% | 9.7596e-05 |  |  | 0.455 | 1.4186 | 0.55056 | 26.2188 | 0.015184 | 3.227% | 0.7026% | 0.00022671
[5 empty] | 0.46 | 1.4277 | 0.5513 | 26.7724 | 0.0098009 | 0.5279% | 0.7036% | 3.7139e-05 |  |  |  | 0.46 | 1.4277 | 0.5513 | 26.7724 | 0.013225 | 1.418% | 0.7036% | 9.9776e-05 |  |  | 0.46 | 1.4277 | 0.5513 | 26.7724 | 0.015505 | 3.294% | 0.7036% | 0.00023173
[5 empty] | 0.465 | 1.4368 | 0.55195 | 27.3371 | 0.010008 | 0.539% | 0.7044% | 3.7965e-05 |  |  |  | 0.465 | 1.4368 | 0.55195 | 27.3371 | 0.013504 | 1.448% | 0.7044% | 0.00010199 |  |  | 0.465 | 1.4368 | 0.55195 | 27.3371 | 0.015832 | 3.362% | 0.7044% | 0.00023682
[5 empty] | 0.47 | 1.4458 | 0.55252 | 27.9129 | 0.010218 | 0.5503% | 0.7051% | 3.8802e-05 |  |  |  | 0.47 | 1.4458 | 0.55252 | 27.9129 | 0.013788 | 1.478% | 0.7051% | 0.00010423 |  |  | 0.47 | 1.4458 | 0.55252 | 27.9129 | 0.016165 | 3.431% | 0.7051% | 0.00024197
[5 empty] | 0.475 | 1.4549 | 0.553 | 28.5004 | 0.010434 | 0.5618% | 0.7058% | 3.9651e-05 |  |  |  | 0.475 | 1.4549 | 0.553 | 28.5004 | 0.014078 | 1.509% | 0.7058% | 0.00010649 |  |  | 0.475 | 1.4549 | 0.553 | 28.5004 | 0.016506 | 3.502% | 0.7058% | 0.00024718
[5 empty] | 0.48 | 1.4639 | 0.55339 | 29.0998 | 0.010653 | 0.5736% | 0.7063% | 4.0511e-05 |  |  |  | 0.48 | 1.4639 | 0.55339 | 29.0998 | 0.014374 | 1.54% | 0.7063% | 0.00010879 |  |  | 0.48 | 1.4639 | 0.55339 | 29.0998 | 0.016853 | 3.575% | 0.7063% | 0.00025247
[5 empty] | 0.485 | 1.4729 | 0.55369 | 29.7113 | 0.010877 | 0.5856% | 0.7066% | 4.1383e-05 |  |  |  | 0.485 | 1.4729 | 0.55369 | 29.7113 | 0.014676 | 1.573% | 0.7066% | 0.00011112 |  |  | 0.485 | 1.4729 | 0.55369 | 29.7113 | 0.017207 | 3.648% | 0.7066% | 0.00025782
[5 empty] | 0.49 | 1.482 | 0.55391 | 30.3354 | 0.011105 | 0.5979% | 0.7069% | 4.2266e-05 |  |  |  | 0.49 | 1.482 | 0.55391 | 30.3354 | 0.014985 | 1.605% | 0.7069% | 0.00011348 |  |  | 0.49 | 1.482 | 0.55391 | 30.3354 | 0.017568 | 3.724% | 0.7069% | 0.00026323
[5 empty] | 0.495 | 1.491 | 0.55404 | 30.9725 | 0.011338 | 0.6104% | 0.7071% | 4.3161e-05 |  |  |  | 0.495 | 1.491 | 0.55404 | 30.9725 | 0.015299 | 1.639% | 0.7071% | 0.00011587 |  |  | 0.495 | 1.491 | 0.55404 | 30.9725 | 0.017937 | 3.8% | 0.7071% | 0.00026872
[5 empty] | 0.5 | 1.5 | 0.55409 | 31.6228 | 0.011577 | 0.6232% | 0.7071% | 4.4068e-05 |  |  |  | 0.5 | 1.5 | 0.55409 | 31.6228 | 0.015621 | 1.673% | 0.7071% | 0.0001183 |  |  | 0.5 | 1.5 | 0.55409 | 31.6228 | 0.018314 | 3.879% | 0.7071% | 0.00027427
[5 empty] | 0.505 | 1.509 | 0.55404 | 32.2867 | 0.01182 | 0.6362% | 0.7071% | 4.4987e-05 |  |  |  | 0.505 | 1.509 | 0.55404 | 32.2867 | 0.015949 | 1.708% | 0.7071% | 0.00012075 |  |  | 0.505 | 1.509 | 0.55404 | 32.2867 | 0.018698 | 3.958% | 0.7071% | 0.00027989
[5 empty] | 0.51 | 1.518 | 0.55391 | 32.9647 | 0.012068 | 0.6495% | 0.7069% | 4.5918e-05 |  |  |  | 0.51 | 1.518 | 0.55391 | 32.9647 | 0.016283 | 1.743% | 0.7069% | 0.00012323 |  |  | 0.51 | 1.518 | 0.55391 | 32.9647 | 0.019091 | 4.04% | 0.7069% | 0.00028558
[5 empty] | 0.515 | 1.5271 | 0.55369 | 33.6572 | 0.012321 | 0.6631% | 0.7066% | 4.6861e-05 |  |  |  | 0.515 | 1.5271 | 0.55369 | 33.6572 | 0.016625 | 1.78% | 0.7066% | 0.00012575 |  |  | 0.515 | 1.5271 | 0.55369 | 33.6572 | 0.019492 | 4.123% | 0.7066% | 0.00029134
[5 empty] | 0.52 | 1.5361 | 0.55339 | 34.3645 | 0.01258 | 0.677% | 0.7063% | 4.7816e-05 |  |  |  | 0.52 | 1.5361 | 0.55339 | 34.3645 | 0.016975 | 1.817% | 0.7063% | 0.0001283 |  |  | 0.52 | 1.5361 | 0.55339 | 34.3645 | 0.019902 | 4.208% | 0.7063% | 0.00029717
[5 empty] | 0.525 | 1.5451 | 0.553 | 35.0872 | 0.012845 | 0.6912% | 0.7058% | 4.8783e-05 |  |  |  | 0.525 | 1.5451 | 0.553 | 35.0872 | 0.017332 | 1.854% | 0.7058% | 0.00013088 |  |  | 0.525 | 1.5451 | 0.553 | 35.0872 | 0.02032 | 4.294% | 0.7058% | 0.00030307
[5 empty] | 0.53 | 1.5542 | 0.55252 | 35.8257 | 0.013115 | 0.7057% | 0.7051% | 4.9763e-05 |  |  |  | 0.53 | 1.5542 | 0.55252 | 35.8257 | 0.017697 | 1.893% | 0.7051% | 0.00013349 |  |  | 0.53 | 1.5542 | 0.55252 | 35.8257 | 0.020748 | 4.383% | 0.7051% | 0.00030904
[5 empty] | 0.535 | 1.5632 | 0.55195 | 36.5804 | 0.013391 | 0.7205% | 0.7044% | 5.0756e-05 |  |  |  | 0.535 | 1.5632 | 0.55195 | 36.5804 | 0.018069 | 1.933% | 0.7044% | 0.00013613 |  |  | 0.535 | 1.5632 | 0.55195 | 36.5804 | 0.021185 | 4.473% | 0.7044% | 0.00031508
[5 empty] | 0.54 | 1.5723 | 0.5513 | 37.3519 | 0.013674 | 0.7357% | 0.7036% | 5.1761e-05 |  |  |  | 0.54 | 1.5723 | 0.5513 | 37.3519 | 0.018451 | 1.973% | 0.7036% | 0.00013881 |  |  | 0.54 | 1.5723 | 0.5513 | 37.3519 | 0.021632 | 4.565% | 0.7036% | 0.00032119
[5 empty] | 0.545 | 1.5814 | 0.55056 | 38.1406 | 0.013963 | 0.7511% | 0.7026% | 5.2779e-05 |  |  |  | 0.545 | 1.5814 | 0.55056 | 38.1406 | 0.01884 | 2.014% | 0.7026% | 0.00014152 |  |  | 0.545 | 1.5814 | 0.55056 | 38.1406 | 0.022089 | 4.659% | 0.7026% | 0.00032737
[5 empty] | 0.55 | 1.5905 | 0.54973 | 38.9472 | 0.014258 | 0.767% | 0.7016% | 5.3809e-05 |  |  |  | 0.55 | 1.5905 | 0.54973 | 38.9472 | 0.019239 | 2.056% | 0.7016% | 0.00014427 |  |  | 0.55 | 1.5905 | 0.54973 | 38.9472 | 0.022556 | 4.755% | 0.7016% | 0.00033362
[5 empty] | 0.555 | 1.5996 | 0.54881 | 39.7721 | 0.01456 | 0.7832% | 0.7004% | 5.4853e-05 |  |  |  | 0.555 | 1.5996 | 0.54881 | 39.7721 | 0.019646 | 2.099% | 0.7004% | 0.00014705 |  |  | 0.555 | 1.5996 | 0.54881 | 39.7721 | 0.023033 | 4.853% | 0.7004% | 0.00033994
[5 empty] | 0.56 | 1.6087 | 0.54781 | 40.6161 | 0.014869 | 0.7997% | 0.6991% | 5.591e-05 |  |  |  | 0.56 | 1.6087 | 0.54781 | 40.6161 | 0.020063 | 2.143% | 0.6991% | 0.00014986 |  |  | 0.56 | 1.6087 | 0.54781 | 40.6161 | 0.023522 | 4.954% | 0.6991% | 0.00034634
[5 empty] | 0.565 | 1.6178 | 0.54672 | 41.4796 | 0.015185 | 0.8166% | 0.6977% | 5.698e-05 |  |  |  | 0.565 | 1.6178 | 0.54672 | 41.4796 | 0.020489 | 2.189% | 0.6977% | 0.0001527 |  |  | 0.565 | 1.6178 | 0.54672 | 41.4796 | 0.024022 | 5.056% | 0.6977% | 0.00035281
[5 empty] | 0.57 | 1.627 | 0.54553 | 42.3633 | 0.015508 | 0.834% | 0.6962% | 5.8063e-05 |  |  |  | 0.57 | 1.627 | 0.54553 | 42.3633 | 0.020926 | 2.235% | 0.6962% | 0.00015558 |  |  | 0.57 | 1.627 | 0.54553 | 42.3633 | 0.024534 | 5.161% | 0.6962% | 0.00035935
[5 empty] | 0.575 | 1.6362 | 0.54427 | 43.2678 | 0.01584 | 0.8517% | 0.6946% | 5.9159e-05 |  |  |  | 0.575 | 1.6362 | 0.54427 | 43.2678 | 0.021373 | 2.282% | 0.6946% | 0.0001585 |  |  | 0.575 | 1.6362 | 0.54427 | 43.2678 | 0.025058 | 5.269% | 0.6946% | 0.00036596
[5 empty] | 0.58 | 1.6454 | 0.54291 | 44.194 | 0.016179 | 0.8698% | 0.6929% | 6.0269e-05 |  |  |  | 0.58 | 1.6454 | 0.54291 | 44.194 | 0.02183 | 2.33% | 0.6929% | 0.00016145 |  |  | 0.58 | 1.6454 | 0.54291 | 44.194 | 0.025594 | 5.378% | 0.6929% | 0.00037265
[5 empty] | 0.585 | 1.6546 | 0.54146 | 45.1425 | 0.016526 | 0.8884% | 0.691% | 6.1393e-05 |  |  |  | 0.585 | 1.6546 | 0.54146 | 45.1425 | 0.022299 | 2.38% | 0.691% | 0.00016443 |  |  | 0.585 | 1.6546 | 0.54146 | 45.1425 | 0.026144 | 5.491% | 0.691% | 0.00037941
[5 empty] | 0.59 | 1.6638 | 0.53993 | 46.114 | 0.016882 | 0.9075% | 0.6891% | 6.253e-05 |  |  |  | 0.59 | 1.6638 | 0.53993 | 46.114 | 0.022779 | 2.43% | 0.6891% | 0.00016745 |  |  | 0.59 | 1.6638 | 0.53993 | 46.114 | 0.026706 | 5.605% | 0.6891% | 0.00038625
[5 empty] | 0.595 | 1.6731 | 0.5383 | 47.1093 | 0.017246 | 0.927% | 0.687% | 6.3682e-05 |  |  |  | 0.595 | 1.6731 | 0.5383 | 47.1093 | 0.02327 | 2.482% | 0.687% | 0.0001705 |  |  | 0.595 | 1.6731 | 0.5383 | 47.1093 | 0.027283 | 5.723% | 0.687% | 0.00039315
[5 empty] | 0.6 | 1.6824 | 0.53659 | 48.1293 | 0.017619 | 0.9469% | 0.6848% | 6.4847e-05 |  |  |  | 0.6 | 1.6824 | 0.53659 | 48.1293 | 0.023774 | 2.535% | 0.6848% | 0.00017359 |  |  | 0.6 | 1.6824 | 0.53659 | 48.1293 | 0.027873 | 5.843% | 0.6848% | 0.00040013
[5 empty] | 0.605 | 1.6917 | 0.53478 | 49.1749 | 0.018002 | 0.9674% | 0.6825% | 6.6026e-05 |  |  |  | 0.605 | 1.6917 | 0.53478 | 49.1749 | 0.024291 | 2.589% | 0.6825% | 0.00017672 |  |  | 0.605 | 1.6917 | 0.53478 | 49.1749 | 0.028479 | 5.966% | 0.6825% | 0.00040719
[5 empty] | 0.61 | 1.7011 | 0.53289 | 50.2469 | 0.018395 | 0.9884% | 0.6801% | 6.7219e-05 |  |  |  | 0.61 | 1.7011 | 0.53289 | 50.2469 | 0.02482 | 2.645% | 0.6801% | 0.00017988 |  |  | 0.61 | 1.7011 | 0.53289 | 50.2469 | 0.0291 | 6.092% | 0.6801% | 0.00041432
[5 empty] | 0.615 | 1.7105 | 0.5309 | 51.3464 | 0.018797 | 1.01% | 0.6776% | 6.8427e-05 |  |  |  | 0.615 | 1.7105 | 0.5309 | 51.3464 | 0.025363 | 2.702% | 0.6776% | 0.00018308 |  |  | 0.615 | 1.7105 | 0.5309 | 51.3464 | 0.029736 | 6.221% | 0.6776% | 0.00042152
[5 empty] | 0.62 | 1.7199 | 0.52883 | 52.4742 | 0.01921 | 1.032% | 0.6749% | 6.9649e-05 |  |  |  | 0.62 | 1.7199 | 0.52883 | 52.4742 | 0.02592 | 2.761% | 0.6749% | 0.00018631 |  |  | 0.62 | 1.7199 | 0.52883 | 52.4742 | 0.03039 | 6.353% | 0.6749% | 0.00042879
[5 empty] | 0.625 | 1.7294 | 0.52666 | 53.6315 | 0.019634 | 1.055% | 0.6721% | 7.0885e-05 |  |  |  | 0.625 | 1.7294 | 0.52666 | 53.6315 | 0.026492 | 2.821% | 0.6721% | 0.00018958 |  |  | 0.625 | 1.7294 | 0.52666 | 53.6315 | 0.03106 | 6.489% | 0.6721% | 0.00043614
[5 empty] | 0.63 | 1.7389 | 0.5244 | 54.8194 | 0.020068 | 1.078% | 0.6693% | 7.2136e-05 |  |  |  | 0.63 | 1.7389 | 0.5244 | 54.8194 | 0.027079 | 2.882% | 0.6693% | 0.00019289 |  |  | 0.63 | 1.7389 | 0.5244 | 54.8194 | 0.031748 | 6.628% | 0.6693% | 0.00044356
[5 empty] | 0.635 | 1.7485 | 0.52205 | 56.039 | 0.020515 | 1.102% | 0.6663% | 7.3401e-05 |  |  |  | 0.635 | 1.7485 | 0.52205 | 56.039 | 0.027681 | 2.945% | 0.6663% | 0.00019624 |  |  | 0.635 | 1.7485 | 0.52205 | 56.039 | 0.032454 | 6.77% | 0.6663% | 0.00045106
[5 empty] | 0.64 | 1.7581 | 0.51961 | 57.2915 | 0.020973 | 1.126% | 0.6631% | 7.4681e-05 |  |  |  | 0.64 | 1.7581 | 0.51961 | 57.2915 | 0.0283 | 3.01% | 0.6631% | 0.00019962 |  |  | 0.64 | 1.7581 | 0.51961 | 57.2915 | 0.03318 | 6.916% | 0.6631% | 0.00045863
[5 empty] | 0.645 | 1.7677 | 0.51707 | 58.5782 | 0.021444 | 1.151% | 0.6599% | 7.5976e-05 |  |  |  | 0.645 | 1.7677 | 0.51707 | 58.5782 | 0.028936 | 3.077% | 0.6599% | 0.00020303 |  |  | 0.645 | 1.7677 | 0.51707 | 58.5782 | 0.033925 | 7.066% | 0.6599% | 0.00046627
[5 empty] | 0.65 | 1.7774 | 0.51444 | 59.9005 | 0.021929 | 1.177% | 0.6565% | 7.7286e-05 |  |  |  | 0.65 | 1.7774 | 0.51444 | 59.9005 | 0.029589 | 3.145% | 0.6565% | 0.00020649 |  |  | 0.65 | 1.7774 | 0.51444 | 59.9005 | 0.03469 | 7.219% | 0.6565% | 0.00047398
[5 empty] | 0.655 | 1.7872 | 0.51172 | 61.2598 | 0.022426 | 1.204% | 0.6531% | 7.8611e-05 |  |  |  | 0.655 | 1.7872 | 0.51172 | 61.2598 | 0.03026 | 3.215% | 0.6531% | 0.00020998 |  |  | 0.655 | 1.7872 | 0.51172 | 61.2598 | 0.035478 | 7.377% | 0.6531% | 0.00048177
[5 empty] | 0.66 | 1.797 | 0.5089 | 62.6576 | 0.022938 | 1.231% | 0.6495% | 7.9951e-05 |  |  |  | 0.66 | 1.797 | 0.5089 | 62.6576 | 0.030951 | 3.287% | 0.6495% | 0.00021351 |  |  | 0.66 | 1.797 | 0.5089 | 62.6576 | 0.036287 | 7.539% | 0.6495% | 0.00048962
[5 empty] | 0.665 | 1.8068 | 0.50599 | 64.0954 | 0.023464 | 1.259% | 0.6458% | 8.1306e-05 |  |  |  | 0.665 | 1.8068 | 0.50599 | 64.0954 | 0.031661 | 3.362% | 0.6458% | 0.00021708 |  |  | 0.665 | 1.8068 | 0.50599 | 64.0954 | 0.03712 | 7.705% | 0.6458% | 0.00049755
[5 empty] | 0.67 | 1.8167 | 0.50298 | 65.5749 | 0.024006 | 1.288% | 0.6419% | 8.2677e-05 |  |  |  | 0.67 | 1.8167 | 0.50298 | 65.5749 | 0.032392 | 3.438% | 0.6419% | 0.00022068 |  |  | 0.67 | 1.8167 | 0.50298 | 65.5749 | 0.037977 | 7.876% | 0.6419% | 0.00050555
[5 empty] | 0.675 | 1.8267 | 0.49988 | 67.0979 | 0.024563 | 1.318% | 0.638% | 8.4062e-05 |  |  |  | 0.675 | 1.8267 | 0.49988 | 67.0979 | 0.033144 | 3.516% | 0.638% | 0.00022432 |  |  | 0.675 | 1.8267 | 0.49988 | 67.0979 | 0.038859 | 8.051% | 0.638% | 0.00051362
[5 empty] | 0.68 | 1.8367 | 0.49668 | 68.6662 | 0.025138 | 1.348% | 0.6339% | 8.5463e-05 |  |  |  | 0.68 | 1.8367 | 0.49668 | 68.6662 | 0.033919 | 3.597% | 0.6339% | 0.000228 |  |  | 0.68 | 1.8367 | 0.49668 | 68.6662 | 0.039767 | 8.231% | 0.6339% | 0.00052175
[5 empty] | 0.685 | 1.8468 | 0.49339 | 70.2819 | 0.025729 | 1.38% | 0.6297% | 8.688e-05 |  |  |  | 0.685 | 1.8468 | 0.49339 | 70.2819 | 0.034717 | 3.68% | 0.6297% | 0.00023172 |  |  | 0.685 | 1.8468 | 0.49339 | 70.2819 | 0.040703 | 8.416% | 0.6297% | 0.00052996
[5 empty] | 0.69 | 1.857 | 0.48999 | 71.9469 | 0.026339 | 1.412% | 0.6253% | 8.8312e-05 |  |  |  | 0.69 | 1.857 | 0.48999 | 71.9469 | 0.035539 | 3.766% | 0.6253% | 0.00023547 |  |  | 0.69 | 1.857 | 0.48999 | 71.9469 | 0.041667 | 8.607% | 0.6253% | 0.00053823
[5 empty] | 0.695 | 1.8673 | 0.4865 | 73.6636 | 0.026967 | 1.446% | 0.6209% | 8.9759e-05 |  |  |  | 0.695 | 1.8673 | 0.4865 | 73.6636 | 0.036387 | 3.854% | 0.6209% | 0.00023926 |  |  | 0.695 | 1.8673 | 0.4865 | 73.6636 | 0.042661 | 8.803% | 0.6209% | 0.00054656
[5 empty] | 0.7 | 1.8776 | 0.48291 | 75.4342 | 0.027615 | 1.48% | 0.6163% | 9.1222e-05 |  |  |  | 0.7 | 1.8776 | 0.48291 | 75.4342 | 0.037262 | 3.944% | 0.6163% | 0.00024309 |  |  | 0.7 | 1.8776 | 0.48291 | 75.4342 | 0.043687 | 9.005% | 0.6163% | 0.00055496
[5 empty] | 0.705 | 1.888 | 0.47921 | 77.2613 | 0.028284 | 1.516% | 0.6116% | 9.2701e-05 |  |  |  | 0.705 | 1.888 | 0.47921 | 77.2613 | 0.038164 | 4.038% | 0.6116% | 0.00024696 |  |  | 0.705 | 1.888 | 0.47921 | 77.2613 | 0.044745 | 9.212% | 0.6116% | 0.00056343
[5 empty] | 0.71 | 1.8984 | 0.47542 | 79.1475 | 0.028975 | 1.552% | 0.6067% | 9.4195e-05 |  |  |  | 0.71 | 1.8984 | 0.47542 | 79.1475 | 0.039096 | 4.134% | 0.6067% | 0.00025086 |  |  | 0.71 | 1.8984 | 0.47542 | 79.1475 | 0.045837 | 9.426% | 0.6067% | 0.00057195
[5 empty] | 0.715 | 1.909 | 0.47153 | 81.0956 | 0.029688 | 1.59% | 0.6018% | 9.5704e-05 |  |  |  | 0.715 | 1.909 | 0.47153 | 81.0956 | 0.040058 | 4.234% | 0.6018% | 0.0002548 |  |  | 0.715 | 1.909 | 0.47153 | 81.0956 | 0.046965 | 9.647% | 0.6018% | 0.00058053
[5 empty] | 0.72 | 1.9196 | 0.46753 | 83.1086 | 0.030425 | 1.63% | 0.5967% | 9.7229e-05 |  |  |  | 0.72 | 1.9196 | 0.46753 | 83.1086 | 0.041053 | 4.337% | 0.5967% | 0.00025877 |  |  | 0.72 | 1.9196 | 0.46753 | 83.1086 | 0.048131 | 9.874% | 0.5967% | 0.00058917
[5 empty] | 0.725 | 1.9304 | 0.46343 | 85.1897 | 0.031186 | 1.67% | 0.5914% | 9.877e-05 |  |  |  | 0.725 | 1.9304 | 0.46343 | 85.1897 | 0.042081 | 4.443% | 0.5914% | 0.00026278 |  |  | 0.725 | 1.9304 | 0.46343 | 85.1897 | 0.049336 | 10.11% | 0.5914% | 0.00059786
[5 empty] | 0.73 | 1.9412 | 0.45923 | 87.3424 | 0.031975 | 1.712% | 0.5861% | 0.00010033 |  |  |  | 0.73 | 1.9412 | 0.45923 | 87.3424 | 0.043144 | 4.553% | 0.5861% | 0.00026682 |  |  | 0.73 | 1.9412 | 0.45923 | 87.3424 | 0.050583 | 10.35% | 0.5861% | 0.00060661
[5 empty] | 0.735 | 1.9522 | 0.45492 | 89.5704 | 0.03279 | 1.755% | 0.5806% | 0.0001019 |  |  |  | 0.735 | 1.9522 | 0.45492 | 89.5704 | 0.044245 | 4.666% | 0.5806% | 0.0002709 |  |  | 0.735 | 1.9522 | 0.45492 | 89.5704 | 0.051873 | 10.6% | 0.5806% | 0.0006154
[5 empty] | 0.74 | 1.9632 | 0.45051 | 91.8774 | 0.033635 | 1.8% | 0.575% | 0.00010348 |  |  |  | 0.74 | 1.9632 | 0.45051 | 91.8774 | 0.045384 | 4.783% | 0.575% | 0.00027502 |  |  | 0.74 | 1.9632 | 0.45051 | 91.8774 | 0.053209 | 10.86% | 0.575% | 0.00062425
[5 empty] | 0.745 | 1.9744 | 0.44599 | 94.2677 | 0.03451 | 1.846% | 0.5692% | 0.00010509 |  |  |  | 0.745 | 1.9744 | 0.44599 | 94.2677 | 0.046565 | 4.905% | 0.5692% | 0.00027916 |  |  | 0.745 | 1.9744 | 0.44599 | 94.2677 | 0.054594 | 11.12% | 0.5692% | 0.00063313
[5 empty] | 0.75 | 1.9856 | 0.44136 | 96.7459 | 0.035417 | 1.894% | 0.5633% | 0.0001067 |  |  |  | 0.75 | 1.9856 | 0.44136 | 96.7459 | 0.047789 | 5.03% | 0.5633% | 0.00028334 |  |  | 0.75 | 1.9856 | 0.44136 | 96.7459 | 0.056029 | 11.4% | 0.5633% | 0.00064205
[5 empty] | 0.755 | 1.997 | 0.43662 | 99.3167 | 0.036358 | 1.944% | 0.5572% | 0.00010834 |  |  |  | 0.755 | 1.997 | 0.43662 | 99.3167 | 0.049059 | 5.16% | 0.5572% | 0.00028755 |  |  | 0.755 | 1.997 | 0.43662 | 99.3167 | 0.057518 | 11.68% | 0.5572% | 0.00065101
[5 empty] | 0.76 | 2.0085 | 0.43177 | 101.9854 | 0.037335 | 1.996% | 0.551% | 0.00010998 |  |  |  | 0.76 | 2.0085 | 0.43177 | 101.9854 | 0.050377 | 5.295% | 0.551% | 0.00029179 |  |  | 0.76 | 2.0085 | 0.43177 | 101.9854 | 0.059063 | 11.98% | 0.551% | 0.00066
[5 empty] | 0.765 | 2.0202 | 0.42681 | 104.7574 | 0.03835 | 2.05% | 0.5447% | 0.00011164 |  |  |  | 0.765 | 2.0202 | 0.42681 | 104.7574 | 0.051747 | 5.435% | 0.5447% | 0.00029607 |  |  | 0.765 | 2.0202 | 0.42681 | 104.7574 | 0.060669 | 12.28% | 0.5447% | 0.00066901
[5 empty] | 0.77 | 2.032 | 0.42173 | 107.639 | 0.039405 | 2.105% | 0.5382% | 0.00011332 |  |  |  | 0.77 | 2.032 | 0.42173 | 107.639 | 0.05317 | 5.581% | 0.5382% | 0.00030036 |  |  | 0.77 | 2.032 | 0.42173 | 107.639 | 0.062337 | 12.6% | 0.5382% | 0.00067805
[5 empty] | 0.775 | 2.0439 | 0.41655 | 110.6366 | 0.040502 | 2.163% | 0.5316% | 0.00011501 |  |  |  | 0.775 | 2.0439 | 0.41655 | 110.6366 | 0.054651 | 5.731% | 0.5316% | 0.00030469 |  |  | 0.775 | 2.0439 | 0.41655 | 110.6366 | 0.064074 | 12.92% | 0.5316% | 0.0006871
[5 empty] | 0.78 | 2.056 | 0.41124 | 113.7573 | 0.041645 | 2.224% | 0.5248% | 0.00011671 |  |  |  | 0.78 | 2.056 | 0.41124 | 113.7573 | 0.056192 | 5.888% | 0.5248% | 0.00030904 |  |  | 0.78 | 2.056 | 0.41124 | 113.7573 | 0.065881 | 13.26% | 0.5248% | 0.00069615
[5 empty] | 0.785 | 2.0682 | 0.40582 | 117.0087 | 0.042835 | 2.287% | 0.5179% | 0.00011842 |  |  |  | 0.785 | 2.0682 | 0.40582 | 117.0087 | 0.057798 | 6.051% | 0.5179% | 0.00031341 |  |  | 0.785 | 2.0682 | 0.40582 | 117.0087 | 0.067764 | 13.62% | 0.5179% | 0.00070521
[5 empty] | 0.79 | 2.0806 | 0.40028 | 120.3991 | 0.044076 | 2.352% | 0.5108% | 0.00012015 |  |  |  | 0.79 | 2.0806 | 0.40028 | 120.3991 | 0.059473 | 6.221% | 0.5108% | 0.00031781 |  |  | 0.79 | 2.0806 | 0.40028 | 120.3991 | 0.069727 | 13.98% | 0.5108% | 0.00071426
[5 empty] | 0.795 | 2.0932 | 0.39462 | 123.9377 | 0.045371 | 2.42% | 0.5036% | 0.00012189 |  |  |  | 0.795 | 2.0932 | 0.39462 | 123.9377 | 0.061221 | 6.398% | 0.5036% | 0.00032222 |  |  | 0.795 | 2.0932 | 0.39462 | 123.9377 | 0.071777 | 14.36% | 0.5036% | 0.00072329
[5 empty] | 0.8 | 2.106 | 0.38884 | 127.6343 | 0.046725 | 2.492% | 0.4962% | 0.00012364 |  |  |  | 0.8 | 2.106 | 0.38884 | 127.6343 | 0.063047 | 6.582% | 0.4962% | 0.00032665 |  |  | 0.8 | 2.106 | 0.38884 | 127.6343 | 0.073917 | 14.76% | 0.4962% | 0.0007323
[5 empty] | 0.805 | 2.1189 | 0.38293 | 131.4996 | 0.04814 | 2.566% | 0.4887% | 0.0001254 |  |  |  | 0.805 | 2.1189 | 0.38293 | 131.4996 | 0.064956 | 6.775% | 0.4887% | 0.00033109 |  |  | 0.805 | 2.1189 | 0.38293 | 131.4996 | 0.076156 | 15.17% | 0.4887% | 0.00074127
[5 empty] | 0.81 | 2.1321 | 0.3769 | 135.5456 | 0.049621 | 2.644% | 0.481% | 0.00012718 |  |  |  | 0.81 | 2.1321 | 0.3769 | 135.5456 | 0.066955 | 6.976% | 0.481% | 0.00033554 |  |  | 0.81 | 2.1321 | 0.3769 | 135.5456 | 0.078499 | 15.6% | 0.481% | 0.00075019
[5 empty] | 0.815 | 2.1455 | 0.37074 | 139.7851 | 0.051173 | 2.726% | 0.4731% | 0.00012896 |  |  |  | 0.815 | 2.1455 | 0.37074 | 139.7851 | 0.069049 | 7.186% | 0.4731% | 0.00034 |  |  | 0.815 | 2.1455 | 0.37074 | 139.7851 | 0.080954 | 16.04% | 0.4731% | 0.00075905
[5 empty] | 0.82 | 2.1591 | 0.36444 | 144.2324 | 0.052801 | 2.811% | 0.4651% | 0.00013074 |  |  |  | 0.82 | 2.1591 | 0.36444 | 144.2324 | 0.071246 | 7.406% | 0.4651% | 0.00034446 |  |  | 0.82 | 2.1591 | 0.36444 | 144.2324 | 0.08353 | 16.51% | 0.4651% | 0.00076783
[5 empty] | 0.825 | 2.1729 | 0.35802 | 148.9033 | 0.054511 | 2.901% | 0.4569% | 0.00013254 |  |  |  | 0.825 | 2.1729 | 0.35802 | 148.9033 | 0.073553 | 7.636% | 0.4569% | 0.00034892 |  |  | 0.825 | 2.1729 | 0.35802 | 148.9033 | 0.086235 | 16.99% | 0.4569% | 0.00077653
[5 empty] | 0.83 | 2.187 | 0.35146 | 153.8151 | 0.056309 | 2.995% | 0.4485% | 0.00013434 |  |  |  | 0.83 | 2.187 | 0.35146 | 153.8151 | 0.075979 | 7.878% | 0.4485% | 0.00035337 |  |  | 0.83 | 2.187 | 0.35146 | 153.8151 | 0.08908 | 17.5% | 0.4485% | 0.00078511
[5 empty] | 0.835 | 2.2014 | 0.34477 | 158.9871 | 0.058202 | 3.094% | 0.44% | 0.00013614 |  |  |  | 0.835 | 2.2014 | 0.34477 | 158.9871 | 0.078534 | 8.132% | 0.44% | 0.00035781 |  |  | 0.835 | 2.2014 | 0.34477 | 158.9871 | 0.092075 | 18.04% | 0.44% | 0.00079356
[5 empty] | 0.84 | 2.216 | 0.33793 | 164.4408 | 0.060199 | 3.198% | 0.4313% | 0.00013794 |  |  |  | 0.84 | 2.216 | 0.33793 | 164.4408 | 0.081228 | 8.399% | 0.4313% | 0.00036223 |  |  | 0.84 | 2.216 | 0.33793 | 164.4408 | 0.095233 | 18.59% | 0.4313% | 0.00080186
[5 empty] | 0.845 | 2.231 | 0.33096 | 170.2001 | 0.062307 | 3.309% | 0.4224% | 0.00013975 |  |  |  | 0.845 | 2.231 | 0.33096 | 170.2001 | 0.084073 | 8.68% | 0.4224% | 0.00036662 |  |  | 0.845 | 2.231 | 0.33096 | 170.2001 | 0.098569 | 19.18% | 0.4224% | 0.00080999
[5 empty] | 0.85 | 2.2462 | 0.32383 | 176.2918 | 0.064537 | 3.425% | 0.4133% | 0.00014155 |  |  |  | 0.85 | 2.2462 | 0.32383 | 176.2918 | 0.087082 | 8.976% | 0.4133% | 0.00037097 |  |  | 0.85 | 2.2462 | 0.32383 | 176.2918 | 0.1021 | 19.79% | 0.4133% | 0.00081791
[5 empty] | 0.855 | 2.2618 | 0.31656 | 182.7459 | 0.0669 | 3.548% | 0.404% | 0.00014335 |  |  |  | 0.855 | 2.2618 | 0.31656 | 182.7459 | 0.09027 | 9.289% | 0.404% | 0.00037528 |  |  | 0.855 | 2.2618 | 0.31656 | 182.7459 | 0.10583 | 20.44% | 0.404% | 0.0008256
[5 empty] | 0.86 | 2.2778 | 0.30913 | 189.5963 | 0.069408 | 3.679% | 0.3945% | 0.00014513 |  |  |  | 0.86 | 2.2778 | 0.30913 | 189.5963 | 0.093654 | 9.62% | 0.3945% | 0.00037953 |  |  | 0.86 | 2.2778 | 0.30913 | 189.5963 | 0.1098 | 21.11% | 0.3945% | 0.00083302
[5 empty] | 0.865 | 2.2942 | 0.30155 | 196.8816 | 0.072075 | 3.817% | 0.3849% | 0.00014691 |  |  |  | 0.865 | 2.2942 | 0.30155 | 196.8816 | 0.097253 | 9.971% | 0.3849% | 0.00038372 |  |  | 0.865 | 2.2942 | 0.30155 | 196.8816 | 0.11402 | 21.83% | 0.3849% | 0.00084014
[5 empty] | 0.87 | 2.311 | 0.29381 | 204.6452 | 0.074917 | 3.965% | 0.375% | 0.00014867 |  |  |  | 0.87 | 2.311 | 0.29381 | 204.6452 | 0.10109 | 10.34% | 0.375% | 0.00038782 |  |  | 0.87 | 2.311 | 0.29381 | 204.6452 | 0.11852 | 22.59% | 0.375% | 0.0008469
[5 empty] | 0.875 | 2.3283 | 0.28591 | 212.9372 | 0.077953 | 4.122% | 0.3649% | 0.00015041 |  |  |  | 0.875 | 2.3283 | 0.28591 | 212.9372 | 0.10518 | 10.74% | 0.3649% | 0.00039183 |  |  | 0.875 | 2.3283 | 0.28591 | 212.9372 | 0.12332 | 23.38% | 0.3649% | 0.00085326
[5 empty] | 0.88 | 2.346 | 0.27783 | 221.8148 | 0.081203 | 4.29% | 0.3546% | 0.00015212 |  |  |  | 0.88 | 2.346 | 0.27783 | 221.8148 | 0.10957 | 11.16% | 0.3546% | 0.00039572 |  |  | 0.88 | 2.346 | 0.27783 | 221.8148 | 0.12846 | 24.23% | 0.3546% | 0.00085917
[5 empty] | 0.885 | 2.3643 | 0.26959 | 231.3441 | 0.084691 | 4.47% | 0.3441% | 0.0001538 |  |  |  | 0.885 | 2.3643 | 0.26959 | 231.3441 | 0.11428 | 11.61% | 0.3441% | 0.00039947 |  |  | 0.885 | 2.3643 | 0.26959 | 231.3441 | 0.13398 | 25.13% | 0.3441% | 0.00086456
[5 empty] | 0.89 | 2.3831 | 0.26116 | 241.6018 | 0.088446 | 4.664% | 0.3333% | 0.00015545 |  |  |  | 0.89 | 2.3831 | 0.26116 | 241.6018 | 0.11934 | 12.09% | 0.3333% | 0.00040306 |  |  | 0.89 | 2.3831 | 0.26116 | 241.6018 | 0.13992 | 26.08% | 0.3333% | 0.00086935
[5 empty] | 0.895 | 2.4026 | 0.25255 | 252.6778 | 0.092501 | 4.872% | 0.3223% | 0.00015704 |  |  |  | 0.895 | 2.4026 | 0.25255 | 252.6778 | 0.12481 | 12.61% | 0.3223% | 0.00040646 |  |  | 0.895 | 2.4026 | 0.25255 | 252.6778 | 0.14633 | 27.1% | 0.3223% | 0.00087347
[5 empty] | 0.9 | 2.4227 | 0.24375 | 264.6776 | 0.096894 | 5.098% | 0.3111% | 0.00015858 |  |  |  | 0.9 | 2.4227 | 0.24375 | 264.6776 | 0.13074 | 13.17% | 0.3111% | 0.00040964 |  |  | 0.9 | 2.4227 | 0.24375 | 264.6776 | 0.15328 | 28.19% | 0.3111% | 0.00087681
[5 empty] | 0.905 | 2.4436 | 0.23475 | 277.7263 | 0.10167 | 5.342% | 0.2996% | 0.00016005 |  |  |  | 0.905 | 2.4436 | 0.23475 | 277.7263 | 0.13719 | 13.77% | 0.2996% | 0.00041257 |  |  | 0.905 | 2.4436 | 0.23475 | 277.7263 | 0.16084 | 29.35% | 0.2996% | 0.00087927
[5 empty] | 0.91 | 2.4653 | 0.22554 | 291.9736 | 0.10689 | 5.608% | 0.2878% | 0.00016144 |  |  |  | 0.91 | 2.4653 | 0.22554 | 291.9736 | 0.14422 | 14.42% | 0.2878% | 0.00041518 |  |  | 0.91 | 2.4653 | 0.22554 | 291.9736 | 0.16909 | 30.6% | 0.2878% | 0.00088072
[5 empty] | 0.915 | 2.488 | 0.21612 | 307.6003 | 0.11261 | 5.9% | 0.2758% | 0.00016272 |  |  |  | 0.915 | 2.488 | 0.21612 | 307.6003 | 0.15194 | 15.13% | 0.2758% | 0.00041744 |  |  | 0.915 | 2.488 | 0.21612 | 307.6003 | 0.17814 | 31.94% | 0.2758% | 0.00088099
[5 empty] | 0.92 | 2.5117 | 0.20648 | 324.8266 | 0.11891 | 6.219% | 0.2635% | 0.00016389 |  |  |  | 0.92 | 2.5117 | 0.20648 | 324.8266 | 0.16045 | 15.91% | 0.2635% | 0.00041927 |  |  | 0.92 | 2.5117 | 0.20648 | 324.8266 | 0.18812 | 33.39% | 0.2635% | 0.00087992
[5 empty] | 0.925 | 2.5365 | 0.1966 | 343.9241 | 0.1259 | 6.573% | 0.2509% | 0.00016492 |  |  |  | 0.925 | 2.5365 | 0.1966 | 343.9241 | 0.16989 | 16.76% | 0.2509% | 0.0004206 |  |  | 0.925 | 2.5365 | 0.1966 | 343.9241 | 0.19918 | 34.96% | 0.2509% | 0.00087729
[5 empty] | 0.93 | 2.5626 | 0.18648 | 365.2326 | 0.13371 | 6.966% | 0.238% | 0.00016578 |  |  |  | 0.93 | 2.5626 | 0.18648 | 365.2326 | 0.18041 | 17.7% | 0.238% | 0.00042134 |  |  | 0.93 | 2.5626 | 0.18648 | 365.2326 | 0.21152 | 36.67% | 0.238% | 0.00087284
[5 empty] | 0.935 | 2.5902 | 0.1761 | 389.1825 | 0.14247 | 7.405% | 0.2247% | 0.00016643 |  |  |  | 0.935 | 2.5902 | 0.1761 | 389.1825 | 0.19224 | 18.75% | 0.2247% | 0.00042137 |  |  | 0.935 | 2.5902 | 0.1761 | 389.1825 | 0.22539 | 38.54% | 0.2247% | 0.00086626
[5 empty] | 0.94 | 2.6194 | 0.16545 | 416.3293 | 0.15241 | 7.901% | 0.2112% | 0.00016682 |  |  |  | 0.94 | 2.6194 | 0.16545 | 416.3293 | 0.20565 | 19.92% | 0.2112% | 0.00042055 |  |  | 0.94 | 2.6194 | 0.16545 | 416.3293 | 0.24111 | 40.6% | 0.2112% | 0.00085718
[5 empty] | 0.945 | 2.6507 | 0.1545 | 447.4032 | 0.16379 | 8.465% | 0.1972% | 0.00016691 |  |  |  | 0.945 | 2.6507 | 0.1545 | 447.4032 | 0.221 | 21.23% | 0.1972% | 0.00041868 |  |  | 0.945 | 2.6507 | 0.1545 | 447.4032 | 0.25911 | 42.86% | 0.1972% | 0.00084512
[5 empty] | 0.95 | 2.6843 | 0.14324 | 483.3866 | 0.17696 | 9.113% | 0.1828% | 0.00016661 |  |  |  | 0.95 | 2.6843 | 0.14324 | 483.3866 | 0.23878 | 22.73% | 0.1828% | 0.00041555 |  |  | 0.95 | 2.6843 | 0.14324 | 483.3866 | 0.27995 | 45.38% | 0.1828% | 0.00082952
[5 empty] | 0.955 | 2.7207 | 0.13165 | 525.6375 | 0.19243 | 9.869% | 0.168% | 0.00016582 |  |  |  | 0.955 | 2.7207 | 0.13165 | 525.6375 | 0.25965 | 24.45% | 0.168% | 0.00041085 |  |  | 0.955 | 2.7207 | 0.13165 | 525.6375 | 0.30441 | 48.19% | 0.168% | 0.00080961
[5 empty] | 0.96 | 2.7605 | 0.11969 | 576.0948 | 0.2109 | 10.76% | 0.1527% | 0.00016442 |  |  |  | 0.96 | 2.7605 | 0.11969 | 576.0948 | 0.28457 | 26.46% | 0.1527% | 0.00040416 |  |  | 0.96 | 2.7605 | 0.11969 | 576.0948 | 0.33364 | 51.36% | 0.1527% | 0.00078446
[5 empty] | 0.965 | 2.8046 | 0.10732 | 637.6402 | 0.23343 | 11.84% | 0.137% | 0.00016221 |  |  |  | 0.965 | 2.8046 | 0.10732 | 637.6402 | 0.31497 | 28.84% | 0.137% | 0.00039494 |  |  | 0.965 | 2.8046 | 0.10732 | 637.6402 | 0.36928 | 54.96% | 0.137% | 0.00075277
[5 empty] | 0.97 | 2.8542 | 0.094503 | 714.7784 | 0.26167 | 13.18% | 0.1206% | 0.00015893 |  |  |  | 0.97 | 2.8542 | 0.094503 | 714.7784 | 0.35308 | 31.7% | 0.1206% | 0.00038238 |  |  | 0.97 | 2.8542 | 0.094503 | 714.7784 | 0.41395 | 59.1% | 0.1206% | 0.00071284
[5 empty] | 0.975 | 2.9112 | 0.081174 | 815.0309 | 0.29837 | 14.88% | 0.1036% | 0.00015416 |  |  |  | 0.975 | 2.9112 | 0.081174 | 815.0309 | 0.4026 | 35.26% | 0.1036% | 0.00036529 |  |  | 0.975 | 2.9112 | 0.081174 | 815.0309 | 0.47201 | 63.92% | 0.1036% | 0.00066223
[5 empty] | 0.98 | 2.9787 | 0.067247 | 952.1365 | 0.34856 | 17.16% | 0.08582% | 0.00014725 |  |  |  | 0.98 | 2.9787 | 0.067247 | 952.1365 | 0.47032 | 39.83% | 0.08582% | 0.00034181 |  |  | 0.98 | 2.9787 | 0.067247 | 952.1365 | 0.55142 | 69.61% | 0.08582% | 0.00059742
[5 empty] | 0.985 | 3.0625 | 0.052598 | 1154.6891 | 0.42271 | 20.41% | 0.06713% | 0.000137 |  |  |  | 0.985 | 3.0625 | 0.052598 | 1154.6891 | 0.57038 | 45.99% | 0.06713% | 0.00030872 |  |  | 0.985 | 3.0625 | 0.052598 | 1154.6891 | 0.66872 | 76.41% | 0.06713% | 0.00051293
[5 empty] | 0.99 | 3.175 | 0.037017 | 1496.1339 | 0.54771 | 25.6% | 0.04724% | 0.00012096 |  |  |  | 0.99 | 3.175 | 0.037017 | 1496.1339 | 0.73904 | 54.98% | 0.04724% | 0.00025976 |  |  | 0.99 | 3.175 | 0.037017 | 1496.1339 | 0.86646 | 84.61% | 0.04724% | 0.00039972
[5 empty] | 0.995 | 3.3546 | 0.020083 | 2262.5443 | 0.82828 | 36.06% | 0.02563% | 9.2431e-05 |  |  |  | 0.995 | 3.3546 | 0.020083 | 2262.5443 | 1.1176 | 70.09% | 0.02563% | 0.00017965 |  |  | 0.995 | 3.3546 | 0.020083 | 2262.5443 | 1.3103 | 94.1% | 0.02563% | 0.00024118
Air Exchange Rate | AER | 3 | hr-1 |  | Light Exercise, Loudly Speaking | 1 | hr | 1.5 | 0.72 |  |  | R(ERq) |  |  |  | Light Exercise, Loudly Speaking | 2 | hr | 1.5 | 0.72 |  |  | R(ERq) |  |  | Light Exercise, Loudly Speaking | 4 | hr | 1.5 | 0.72 |  |  | R(ERq)
Particle Deposition Rate | k | 0.24 | hr-1 |  | Percentile Increment | log10ERq | pdf log10ERq | I*Erq | Avg quanta/m3 | PI(ERq) | PERq | PI(ERq)*PERq | Risk = | 0.0080498 |  | Percentile Increment | log10ERq | pdf log10ERq | I*Erq | Avg quanta/m3 | PI(ERq) | PERq | PI(ERq)*PERq | Risk = | 0.018414 | Percentile Increment | log10ERq | pdf log10ERq | I*Erq | Avg quanta/m3 | PI(ERq) | PERq | PI(ERq)*PERq | Risk = | 0.038172
Viral Inactivation Rate | λ | 0.63 | hr-1 |  | 0.005 | -0.3546 | 0.020083 | 0.44198 | 0.00010664 | 0.005758% | 0.02563% | 1.4759e-08 | Percentile = | 0.655 |  | 0.005 | -0.3546 | 0.020083 | 0.44198 | 0.00012432 | 0.01343% | 0.02563% | 3.4411e-08 | Percentile = | 0.65 | 0.005 | -0.3546 | 0.020083 | 0.44198 | 0.00013354 | 0.02884% | 0.02563% | 7.3918e-08 | Percentile = | 0.645
| IVRR | 3.87 |  |  | 0.01 | -0.17497 | 0.037017 | 0.66839 | 0.00016127 | 0.008708% | 0.04724% | 4.1139e-08 | R(ERq)max = | 0.01117% |  | 0.01 | -0.17497 | 0.037017 | 0.66839 | 0.00018801 | 0.0203% | 0.04724% | 9.5915e-08 | R(ERq)max = | 0.02509% | 0.01 | -0.17497 | 0.037017 | 0.66839 | 0.00020194 | 0.04361% | 0.04724% | 2.0602e-07 | R(ERq)max = | 0.05047%
[5 empty] | 0.015 | -0.062465 | 0.052598 | 0.86603 | 0.00020895 | 0.01128% | 0.06713% | 7.5738e-08 | PI 90% = | 3.39% |  | 0.015 | -0.062465 | 0.052598 | 0.86603 | 0.0002436 | 0.02631% | 0.06713% | 1.7658e-07 | PI 90% = | 7.726% | 0.015 | -0.062465 | 0.052598 | 0.86603 | 0.00026166 | 0.0565% | 0.06713% | 3.7928e-07 | PI 90% = | 15.86%
[5 empty] | 0.02 | 0.021301 | 0.067247 | 1.0503 | 0.00025341 | 0.01368% | 0.08582% | 1.1743e-07 | Percentile = | 0.9 |  | 0.02 | 0.021301 | 0.067247 | 1.0503 | 0.00029542 | 0.0319% | 0.08582% | 2.7378e-07 | Percentile = | 0.9 | 0.02 | 0.021301 | 0.067247 | 1.0503 | 0.00031732 | 0.06852% | 0.08582% | 5.8804e-07 | Percentile = | 0.9
[5 empty] | 0.025 | 0.088826 | 0.081174 | 1.2269 | 0.00029603 | 0.01598% | 0.1036% | 1.6559e-07 |  |  |  | 0.025 | 0.088826 | 0.081174 | 1.2269 | 0.00034512 | 0.03727% | 0.1036% | 3.8606e-07 |  |  | 0.025 | 0.088826 | 0.081174 | 1.2269 | 0.0003707 | 0.08004% | 0.1036% | 8.2918e-07
[5 empty] | 0.03 | 0.14583 | 0.094503 | 1.399 | 0.00033755 | 0.01823% | 0.1206% | 2.1982e-07 |  |  |  | 0.03 | 0.14583 | 0.094503 | 1.399 | 0.00039353 | 0.04249% | 0.1206% | 5.1248e-07 |  |  | 0.03 | 0.14583 | 0.094503 | 1.399 | 0.00042269 | 0.09126% | 0.1206% | 1.1007e-06
[5 empty] | 0.035 | 0.19542 | 0.10732 | 1.5683 | 0.00037839 | 0.02043% | 0.137% | 2.7983e-07 |  |  |  | 0.035 | 0.19542 | 0.10732 | 1.5683 | 0.00044113 | 0.04763% | 0.137% | 6.5238e-07 |  |  | 0.035 | 0.19542 | 0.10732 | 1.5683 | 0.00047383 | 0.1023% | 0.137% | 1.4011e-06
[5 empty] | 0.04 | 0.23951 | 0.11969 | 1.7358 | 0.00041881 | 0.02261% | 0.1527% | 3.4541e-07 |  |  |  | 0.04 | 0.23951 | 0.11969 | 1.7358 | 0.00048826 | 0.05272% | 0.1527% | 8.0526e-07 |  |  | 0.04 | 0.23951 | 0.11969 | 1.7358 | 0.00052445 | 0.1132% | 0.1527% | 1.7293e-06
[5 empty] | 0.045 | 0.27931 | 0.13165 | 1.9025 | 0.00045902 | 0.02478% | 0.168% | 4.164e-07 |  |  |  | 0.045 | 0.27931 | 0.13165 | 1.9025 | 0.00053513 | 0.05778% | 0.168% | 9.7074e-07 |  |  | 0.045 | 0.27931 | 0.13165 | 1.9025 | 0.00057479 | 0.1241% | 0.168% | 2.0847e-06
[5 empty] | 0.05 | 0.31571 | 0.14324 | 2.0687 | 0.00049914 | 0.02695% | 0.1828% | 4.9268e-07 |  |  |  | 0.05 | 0.31571 | 0.14324 | 2.0687 | 0.0005819 | 0.06283% | 0.1828% | 1.1485e-06 |  |  | 0.05 | 0.31571 | 0.14324 | 2.0687 | 0.00062503 | 0.1349% | 0.1828% | 2.4664e-06
[5 empty] | 0.055 | 0.3493 | 0.1545 | 2.2351 | 0.00053928 | 0.02912% | 0.1972% | 5.7413e-07 |  |  |  | 0.055 | 0.3493 | 0.1545 | 2.2351 | 0.00062871 | 0.06788% | 0.1972% | 1.3384e-06 |  |  | 0.055 | 0.3493 | 0.1545 | 2.2351 | 0.0006753 | 0.1458% | 0.1972% | 2.8741e-06
[5 empty] | 0.06 | 0.38056 | 0.16545 | 2.4019 | 0.00057953 | 0.03129% | 0.2112% | 6.6069e-07 |  |  |  | 0.06 | 0.38056 | 0.16545 | 2.4019 | 0.00067563 | 0.07294% | 0.2112% | 1.5402e-06 |  |  | 0.06 | 0.38056 | 0.16545 | 2.4019 | 0.0007257 | 0.1566% | 0.2112% | 3.3072e-06
[5 empty] | 0.065 | 0.40985 | 0.1761 | 2.5695 | 0.00061996 | 0.03347% | 0.2247% | 7.5228e-07 |  |  |  | 0.065 | 0.40985 | 0.1761 | 2.5695 | 0.00072276 | 0.07803% | 0.2247% | 1.7537e-06 |  |  | 0.065 | 0.40985 | 0.1761 | 2.5695 | 0.00077632 | 0.1675% | 0.2247% | 3.7656e-06
[5 empty] | 0.07 | 0.43743 | 0.18648 | 2.738 | 0.00066061 | 0.03567% | 0.238% | 8.4885e-07 |  |  |  | 0.07 | 0.43743 | 0.18648 | 2.738 | 0.00077015 | 0.08314% | 0.238% | 1.9787e-06 |  |  | 0.07 | 0.43743 | 0.18648 | 2.738 | 0.00082723 | 0.1785% | 0.238% | 4.2488e-06
[5 empty] | 0.075 | 0.46354 | 0.1966 | 2.9076 | 0.00070154 | 0.03788% | 0.2509% | 9.5036e-07 |  |  |  | 0.075 | 0.46354 | 0.1966 | 2.9076 | 0.00081787 | 0.08829% | 0.2509% | 2.2153e-06 |  |  | 0.075 | 0.46354 | 0.1966 | 2.9076 | 0.00087848 | 0.1896% | 0.2509% | 4.7566e-06
[5 empty] | 0.08 | 0.48835 | 0.20648 | 3.0786 | 0.00074279 | 0.0401% | 0.2635% | 1.0568e-06 |  |  |  | 0.08 | 0.48835 | 0.20648 | 3.0786 | 0.00086595 | 0.09348% | 0.2635% | 2.4633e-06 |  |  | 0.08 | 0.48835 | 0.20648 | 3.0786 | 0.00093013 | 0.2007% | 0.2635% | 5.289e-06
[5 empty] | 0.085 | 0.51201 | 0.21612 | 3.251 | 0.00078438 | 0.04235% | 0.2758% | 1.168e-06 |  |  |  | 0.085 | 0.51201 | 0.21612 | 3.251 | 0.00091445 | 0.09871% | 0.2758% | 2.7227e-06 |  |  | 0.085 | 0.51201 | 0.21612 | 3.251 | 0.00098222 | 0.2119% | 0.2758% | 5.8457e-06
[5 empty] | 0.09 | 0.53466 | 0.22554 | 3.425 | 0.00082636 | 0.04461% | 0.2878% | 1.2842e-06 |  |  |  | 0.09 | 0.53466 | 0.22554 | 3.425 | 0.00096339 | 0.104% | 0.2878% | 2.9934e-06 |  |  | 0.09 | 0.53466 | 0.22554 | 3.425 | 0.0010348 | 0.2233% | 0.2878% | 6.4266e-06
[5 empty] | 0.095 | 0.55638 | 0.23475 | 3.6007 | 0.00086876 | 0.0469% | 0.2996% | 1.4051e-06 |  |  |  | 0.095 | 0.55638 | 0.23475 | 3.6007 | 0.0010128 | 0.1093% | 0.2996% | 3.2753e-06 |  |  | 0.095 | 0.55638 | 0.23475 | 3.6007 | 0.0010879 | 0.2347% | 0.2996% | 7.0316e-06
[5 empty] | 0.1 | 0.57728 | 0.24375 | 3.7782 | 0.00091159 | 0.04921% | 0.3111% | 1.5309e-06 |  |  |  | 0.1 | 0.57728 | 0.24375 | 3.7782 | 0.0010627 | 0.1147% | 0.3111% | 3.5684e-06 |  |  | 0.1 | 0.57728 | 0.24375 | 3.7782 | 0.0011415 | 0.2463% | 0.3111% | 7.6607e-06
[5 empty] | 0.105 | 0.59743 | 0.25255 | 3.9576 | 0.00095488 | 0.05155% | 0.3223% | 1.6615e-06 |  |  |  | 0.105 | 0.59743 | 0.25255 | 3.9576 | 0.0011132 | 0.1202% | 0.3223% | 3.8727e-06 |  |  | 0.105 | 0.59743 | 0.25255 | 3.9576 | 0.0011957 | 0.2579% | 0.3223% | 8.3138e-06
[5 empty] | 0.11 | 0.6169 | 0.26116 | 4.139 | 0.00099865 | 0.05391% | 0.3333% | 1.7969e-06 |  |  |  | 0.11 | 0.6169 | 0.26116 | 4.139 | 0.0011642 | 0.1257% | 0.3333% | 4.1883e-06 |  |  | 0.11 | 0.6169 | 0.26116 | 4.139 | 0.0012505 | 0.2698% | 0.3333% | 8.9909e-06
[5 empty] | 0.115 | 0.63574 | 0.26959 | 4.3226 | 0.0010429 | 0.0563% | 0.3441% | 1.9371e-06 |  |  |  | 0.115 | 0.63574 | 0.26959 | 4.3226 | 0.0012159 | 0.1312% | 0.3441% | 4.515e-06 |  |  | 0.115 | 0.63574 | 0.26959 | 4.3226 | 0.001306 | 0.2817% | 0.3441% | 9.6919e-06
[5 empty] | 0.12 | 0.65401 | 0.27783 | 4.5083 | 0.0010877 | 0.05872% | 0.3546% | 2.0821e-06 |  |  |  | 0.12 | 0.65401 | 0.27783 | 4.5083 | 0.0012681 | 0.1369% | 0.3546% | 4.8529e-06 |  |  | 0.12 | 0.65401 | 0.27783 | 4.5083 | 0.0013621 | 0.2938% | 0.3546% | 1.0417e-05
[5 empty] | 0.125 | 0.67175 | 0.28591 | 4.6962 | 0.0011331 | 0.06117% | 0.3649% | 2.2319e-06 |  |  |  | 0.125 | 0.67175 | 0.28591 | 4.6962 | 0.001321 | 0.1426% | 0.3649% | 5.2019e-06 |  |  | 0.125 | 0.67175 | 0.28591 | 4.6962 | 0.0014189 | 0.306% | 0.3649% | 1.1166e-05
[5 empty] | 0.13 | 0.689 | 0.29381 | 4.8865 | 0.001179 | 0.06365% | 0.375% | 2.3865e-06 |  |  |  | 0.13 | 0.689 | 0.29381 | 4.8865 | 0.0013745 | 0.1483% | 0.375% | 5.5622e-06 |  |  | 0.13 | 0.689 | 0.29381 | 4.8865 | 0.0014764 | 0.3184% | 0.375% | 1.1939e-05
[5 empty] | 0.135 | 0.70579 | 0.30155 | 5.0792 | 0.0012255 | 0.06615% | 0.3849% | 2.546e-06 |  |  |  | 0.135 | 0.70579 | 0.30155 | 5.0792 | 0.0014287 | 0.1542% | 0.3849% | 5.9337e-06 |  |  | 0.135 | 0.70579 | 0.30155 | 5.0792 | 0.0015346 | 0.3309% | 0.3849% | 1.2736e-05
[5 empty] | 0.14 | 0.72217 | 0.30913 | 5.2744 | 0.0012726 | 0.0687% | 0.3945% | 2.7102e-06 |  |  |  | 0.14 | 0.72217 | 0.30913 | 5.2744 | 0.0014836 | 0.1601% | 0.3945% | 6.3164e-06 |  |  | 0.14 | 0.72217 | 0.30913 | 5.2744 | 0.0015936 | 0.3436% | 0.3945% | 1.3557e-05
[5 empty] | 0.145 | 0.73815 | 0.31656 | 5.4721 | 0.0013203 | 0.07127% | 0.404% | 2.8793e-06 |  |  |  | 0.145 | 0.73815 | 0.31656 | 5.4721 | 0.0015392 | 0.1661% | 0.404% | 6.7104e-06 |  |  | 0.145 | 0.73815 | 0.31656 | 5.4721 | 0.0016533 | 0.3565% | 0.404% | 1.4402e-05
[5 empty] | 0.15 | 0.75377 | 0.32383 | 5.6724 | 0.0013686 | 0.07388% | 0.4133% | 3.0533e-06 |  |  |  | 0.15 | 0.75377 | 0.32383 | 5.6724 | 0.0015956 | 0.1722% | 0.4133% | 7.1156e-06 |  |  | 0.15 | 0.75377 | 0.32383 | 5.6724 | 0.0017138 | 0.3695% | 0.4133% | 1.5271e-05
[5 empty] | 0.155 | 0.76904 | 0.33096 | 5.8754 | 0.0014176 | 0.07652% | 0.4224% | 3.2321e-06 |  |  |  | 0.155 | 0.76904 | 0.33096 | 5.8754 | 0.0016527 | 0.1783% | 0.4224% | 7.5322e-06 |  |  | 0.155 | 0.76904 | 0.33096 | 5.8754 | 0.0017752 | 0.3827% | 0.4224% | 1.6164e-05
[5 empty] | 0.16 | 0.78399 | 0.33793 | 6.0812 | 0.0014673 | 0.0792% | 0.4313% | 3.4158e-06 |  |  |  | 0.16 | 0.78399 | 0.33793 | 6.0812 | 0.0017106 | 0.1846% | 0.4313% | 7.9601e-06 |  |  | 0.16 | 0.78399 | 0.33793 | 6.0812 | 0.0018373 | 0.3961% | 0.4313% | 1.7082e-05
[5 empty] | 0.165 | 0.79864 | 0.34477 | 6.2898 | 0.0015176 | 0.08192% | 0.44% | 3.6043e-06 |  |  |  | 0.165 | 0.79864 | 0.34477 | 6.2898 | 0.0017692 | 0.1909% | 0.44% | 8.3994e-06 |  |  | 0.165 | 0.79864 | 0.34477 | 6.2898 | 0.0019004 | 0.4096% | 0.44% | 1.8024e-05
[5 empty] | 0.17 | 0.813 | 0.35146 | 6.5013 | 0.0015686 | 0.08467% | 0.4485% | 3.7978e-06 |  |  |  | 0.17 | 0.813 | 0.35146 | 6.5013 | 0.0018287 | 0.1973% | 0.4485% | 8.8502e-06 |  |  | 0.17 | 0.813 | 0.35146 | 6.5013 | 0.0019643 | 0.4234% | 0.4485% | 1.8991e-05
[5 empty] | 0.175 | 0.8271 | 0.35802 | 6.7158 | 0.0016204 | 0.08746% | 0.4569% | 3.9963e-06 |  |  |  | 0.175 | 0.8271 | 0.35802 | 6.7158 | 0.001889 | 0.2038% | 0.4569% | 9.3124e-06 |  |  | 0.175 | 0.8271 | 0.35802 | 6.7158 | 0.002029 | 0.4373% | 0.4569% | 1.9982e-05
[5 empty] | 0.18 | 0.84094 | 0.36444 | 6.9333 | 0.0016728 | 0.09029% | 0.4651% | 4.1996e-06 |  |  |  | 0.18 | 0.84094 | 0.36444 | 6.9333 | 0.0019502 | 0.2104% | 0.4651% | 9.7861e-06 |  |  | 0.18 | 0.84094 | 0.36444 | 6.9333 | 0.0020948 | 0.4514% | 0.4651% | 2.0997e-05
[5 empty] | 0.185 | 0.85454 | 0.37074 | 7.1538 | 0.0017261 | 0.09316% | 0.4731% | 4.408e-06 |  |  |  | 0.185 | 0.85454 | 0.37074 | 7.1538 | 0.0020123 | 0.2171% | 0.4731% | 1.0271e-05 |  |  | 0.185 | 0.85454 | 0.37074 | 7.1538 | 0.0021614 | 0.4658% | 0.4731% | 2.2038e-05
[5 empty] | 0.19 | 0.86791 | 0.3769 | 7.3776 | 0.00178 | 0.09608% | 0.481% | 4.6213e-06 |  |  |  | 0.19 | 0.86791 | 0.3769 | 7.3776 | 0.0020752 | 0.2239% | 0.481% | 1.0768e-05 |  |  | 0.19 | 0.86791 | 0.3769 | 7.3776 | 0.002229 | 0.4803% | 0.481% | 2.3103e-05
[5 empty] | 0.195 | 0.88108 | 0.38293 | 7.6046 | 0.0018348 | 0.09903% | 0.4887% | 4.8397e-06 |  |  |  | 0.195 | 0.88108 | 0.38293 | 7.6046 | 0.0021391 | 0.2308% | 0.4887% | 1.1277e-05 |  |  | 0.195 | 0.88108 | 0.38293 | 7.6046 | 0.0022976 | 0.495% | 0.4887% | 2.4193e-05
[5 empty] | 0.2 | 0.89403 | 0.38884 | 7.8349 | 0.0018904 | 0.102% | 0.4962% | 5.0631e-06 |  |  |  | 0.2 | 0.89403 | 0.38884 | 7.8349 | 0.0022038 | 0.2377% | 0.4962% | 1.1797e-05 |  |  | 0.2 | 0.89403 | 0.38884 | 7.8349 | 0.0023672 | 0.51% | 0.4962% | 2.5309e-05
[5 empty] | 0.205 | 0.9068 | 0.39462 | 8.0686 | 0.0019468 | 0.1051% | 0.5036% | 5.2916e-06 |  |  |  | 0.205 | 0.9068 | 0.39462 | 8.0686 | 0.0022696 | 0.2448% | 0.5036% | 1.2329e-05 |  |  | 0.205 | 0.9068 | 0.39462 | 8.0686 | 0.0024378 | 0.5252% | 0.5036% | 2.6449e-05
[5 empty] | 0.21 | 0.91938 | 0.40028 | 8.3057 | 0.002004 | 0.1082% | 0.5108% | 5.5251e-06 |  |  |  | 0.21 | 0.91938 | 0.40028 | 8.3057 | 0.0023363 | 0.252% | 0.5108% | 1.2873e-05 |  |  | 0.21 | 0.91938 | 0.40028 | 8.3057 | 0.0025094 | 0.5406% | 0.5108% | 2.7615e-05
[5 empty] | 0.215 | 0.93178 | 0.40582 | 8.5464 | 0.002062 | 0.1113% | 0.5179% | 5.7638e-06 |  |  |  | 0.215 | 0.93178 | 0.40582 | 8.5464 | 0.002404 | 0.2593% | 0.5179% | 1.3429e-05 |  |  | 0.215 | 0.93178 | 0.40582 | 8.5464 | 0.0025821 | 0.5562% | 0.5179% | 2.8806e-05
[5 empty] | 0.22 | 0.94402 | 0.41124 | 8.7906 | 0.002121 | 0.1145% | 0.5248% | 6.0077e-06 |  |  |  | 0.22 | 0.94402 | 0.41124 | 8.7906 | 0.0024727 | 0.2667% | 0.5248% | 1.3997e-05 |  |  | 0.22 | 0.94402 | 0.41124 | 8.7906 | 0.0026559 | 0.572% | 0.5248% | 3.0023e-05
[5 empty] | 0.225 | 0.9561 | 0.41655 | 9.0386 | 0.0021808 | 0.1177% | 0.5316% | 6.2567e-06 |  |  |  | 0.225 | 0.9561 | 0.41655 | 9.0386 | 0.0025424 | 0.2742% | 0.5316% | 1.4577e-05 |  |  | 0.225 | 0.9561 | 0.41655 | 9.0386 | 0.0027308 | 0.5881% | 0.5316% | 3.1265e-05
[5 empty] | 0.23 | 0.96803 | 0.42173 | 9.2903 | 0.0022415 | 0.121% | 0.5382% | 6.5109e-06 |  |  |  | 0.23 | 0.96803 | 0.42173 | 9.2903 | 0.0026132 | 0.2818% | 0.5382% | 1.5169e-05 |  |  | 0.23 | 0.96803 | 0.42173 | 9.2903 | 0.0028069 | 0.6045% | 0.5382% | 3.2534e-05
[5 empty] | 0.235 | 0.97982 | 0.42681 | 9.5459 | 0.0023032 | 0.1243% | 0.5447% | 6.7704e-06 |  |  |  | 0.235 | 0.97982 | 0.42681 | 9.5459 | 0.0026851 | 0.2896% | 0.5447% | 1.5773e-05 |  |  | 0.235 | 0.97982 | 0.42681 | 9.5459 | 0.0028841 | 0.621% | 0.5447% | 3.3828e-05
[5 empty] | 0.24 | 0.99146 | 0.43177 | 9.8053 | 0.0023658 | 0.1277% | 0.551% | 7.0352e-06 |  |  |  | 0.24 | 0.99146 | 0.43177 | 9.8053 | 0.0027581 | 0.2974% | 0.551% | 1.639e-05 |  |  | 0.24 | 0.99146 | 0.43177 | 9.8053 | 0.0029625 | 0.6379% | 0.551% | 3.5148e-05
[5 empty] | 0.245 | 1.003 | 0.43662 | 10.0688 | 0.0024294 | 0.1311% | 0.5572% | 7.3052e-06 |  |  |  | 0.245 | 1.003 | 0.43662 | 10.0688 | 0.0028322 | 0.3054% | 0.5572% | 1.7018e-05 |  |  | 0.245 | 1.003 | 0.43662 | 10.0688 | 0.0030421 | 0.6549% | 0.5572% | 3.6495e-05
[5 empty] | 0.25 | 1.0144 | 0.44136 | 10.3364 | 0.0024939 | 0.1346% | 0.5633% | 7.5806e-06 |  |  |  | 0.25 | 1.0144 | 0.44136 | 10.3364 | 0.0029075 | 0.3135% | 0.5633% | 1.7659e-05 |  |  | 0.25 | 1.0144 | 0.44136 | 10.3364 | 0.0031229 | 0.6723% | 0.5633% | 3.7868e-05
[5 empty] | 0.255 | 1.0256 | 0.44599 | 10.6081 | 0.0025595 | 0.1381% | 0.5692% | 7.8613e-06 |  |  |  | 0.255 | 1.0256 | 0.44599 | 10.6081 | 0.0029839 | 0.3217% | 0.5692% | 1.8313e-05 |  |  | 0.255 | 1.0256 | 0.44599 | 10.6081 | 0.003205 | 0.6899% | 0.5692% | 3.9268e-05
[5 empty] | 0.26 | 1.0368 | 0.45051 | 10.8841 | 0.0026261 | 0.1417% | 0.575% | 8.1475e-06 |  |  |  | 0.26 | 1.0368 | 0.45051 | 10.8841 | 0.0030615 | 0.3301% | 0.575% | 1.8979e-05 |  |  | 0.26 | 1.0368 | 0.45051 | 10.8841 | 0.0032884 | 0.7078% | 0.575% | 4.0694e-05
[5 empty] | 0.265 | 1.0478 | 0.45492 | 11.1644 | 0.0026937 | 0.1454% | 0.5806% | 8.4391e-06 |  |  |  | 0.265 | 1.0478 | 0.45492 | 11.1644 | 0.0031404 | 0.3386% | 0.5806% | 1.9658e-05 |  |  | 0.265 | 1.0478 | 0.45492 | 11.1644 | 0.0033731 | 0.7259% | 0.5806% | 4.2147e-05
[5 empty] | 0.27 | 1.0588 | 0.45923 | 11.4492 | 0.0027624 | 0.1491% | 0.5861% | 8.7361e-06 |  |  |  | 0.27 | 1.0588 | 0.45923 | 11.4492 | 0.0032205 | 0.3472% | 0.5861% | 2.0349e-05 |  |  | 0.27 | 1.0588 | 0.45923 | 11.4492 | 0.0034592 | 0.7444% | 0.5861% | 4.3628e-05
[5 empty] | 0.275 | 1.0696 | 0.46343 | 11.7385 | 0.0028322 | 0.1528% | 0.5914% | 9.0387e-06 |  |  |  | 0.275 | 1.0696 | 0.46343 | 11.7385 | 0.0033019 | 0.356% | 0.5914% | 2.1054e-05 |  |  | 0.275 | 1.0696 | 0.46343 | 11.7385 | 0.0035466 | 0.7631% | 0.5914% | 4.5135e-05
[5 empty] | 0.28 | 1.0804 | 0.46753 | 12.0325 | 0.0029031 | 0.1566% | 0.5967% | 9.3468e-06 |  |  |  | 0.28 | 1.0804 | 0.46753 | 12.0325 | 0.0033845 | 0.3649% | 0.5967% | 2.1771e-05 |  |  | 0.28 | 1.0804 | 0.46753 | 12.0325 | 0.0036354 | 0.7822% | 0.5967% | 4.667e-05
[5 empty] | 0.285 | 1.091 | 0.47153 | 12.3311 | 0.0029752 | 0.1605% | 0.6018% | 9.6605e-06 |  |  |  | 0.285 | 1.091 | 0.47153 | 12.3311 | 0.0034686 | 0.3739% | 0.6018% | 2.2501e-05 |  |  | 0.285 | 1.091 | 0.47153 | 12.3311 | 0.0037256 | 0.8015% | 0.6018% | 4.8233e-05
[5 empty] | 0.29 | 1.1016 | 0.47542 | 12.6346 | 0.0030484 | 0.1645% | 0.6067% | 9.9798e-06 |  |  |  | 0.29 | 1.1016 | 0.47542 | 12.6346 | 0.0035539 | 0.3831% | 0.6067% | 2.3244e-05 |  |  | 0.29 | 1.1016 | 0.47542 | 12.6346 | 0.0038173 | 0.8212% | 0.6067% | 4.9823e-05
[5 empty] | 0.295 | 1.112 | 0.47921 | 12.9431 | 0.0031229 | 0.1685% | 0.6116% | 1.0305e-05 |  |  |  | 0.295 | 1.112 | 0.47921 | 12.9431 | 0.0036407 | 0.3924% | 0.6116% | 2.4e-05 |  |  | 0.295 | 1.112 | 0.47921 | 12.9431 | 0.0039105 | 0.8411% | 0.6116% | 5.1442e-05
[5 empty] | 0.3 | 1.1224 | 0.48291 | 13.2566 | 0.0031985 | 0.1726% | 0.6163% | 1.0636e-05 |  |  |  | 0.3 | 1.1224 | 0.48291 | 13.2566 | 0.0037289 | 0.4019% | 0.6163% | 2.477e-05 |  |  | 0.3 | 1.1224 | 0.48291 | 13.2566 | 0.0040052 | 0.8614% | 0.6163% | 5.3088e-05
[5 empty] | 0.305 | 1.1327 | 0.4865 | 13.5752 | 0.0032754 | 0.1767% | 0.6209% | 1.0972e-05 |  |  |  | 0.305 | 1.1327 | 0.4865 | 13.5752 | 0.0038185 | 0.4115% | 0.6209% | 2.5552e-05 |  |  | 0.305 | 1.1327 | 0.4865 | 13.5752 | 0.0041015 | 0.882% | 0.6209% | 5.4763e-05
[5 empty] | 0.31 | 1.143 | 0.48999 | 13.8991 | 0.0033535 | 0.1809% | 0.6253% | 1.1314e-05 |  |  |  | 0.31 | 1.143 | 0.48999 | 13.8991 | 0.0039096 | 0.4213% | 0.6253% | 2.6349e-05 |  |  | 0.31 | 1.143 | 0.48999 | 13.8991 | 0.0041994 | 0.903% | 0.6253% | 5.6466e-05
[5 empty] | 0.315 | 1.1532 | 0.49339 | 14.2284 | 0.003433 | 0.1852% | 0.6297% | 1.1662e-05 |  |  |  | 0.315 | 1.1532 | 0.49339 | 14.2284 | 0.0040022 | 0.4313% | 0.6297% | 2.7158e-05 |  |  | 0.315 | 1.1532 | 0.49339 | 14.2284 | 0.0042989 | 0.9243% | 0.6297% | 5.8198e-05
[5 empty] | 0.32 | 1.1633 | 0.49668 | 14.5632 | 0.0035138 | 0.1896% | 0.6339% | 1.2016e-05 |  |  |  | 0.32 | 1.1633 | 0.49668 | 14.5632 | 0.0040964 | 0.4414% | 0.6339% | 2.7982e-05 |  |  | 0.32 | 1.1633 | 0.49668 | 14.5632 | 0.0044 | 0.9459% | 0.6339% | 5.9959e-05
[5 empty] | 0.325 | 1.1733 | 0.49988 | 14.9036 | 0.0035959 | 0.194% | 0.638% | 1.2376e-05 |  |  |  | 0.325 | 1.1733 | 0.49988 | 14.9036 | 0.0041922 | 0.4517% | 0.638% | 2.8819e-05 |  |  | 0.325 | 1.1733 | 0.49988 | 14.9036 | 0.0045029 | 0.9679% | 0.638% | 6.1749e-05
[5 empty] | 0.33 | 1.1833 | 0.50298 | 15.2497 | 0.0036794 | 0.1985% | 0.6419% | 1.2742e-05 |  |  |  | 0.33 | 1.1833 | 0.50298 | 15.2497 | 0.0042895 | 0.4622% | 0.6419% | 2.967e-05 |  |  | 0.33 | 1.1833 | 0.50298 | 15.2497 | 0.0046074 | 0.9903% | 0.6419% | 6.3568e-05
[5 empty] | 0.335 | 1.1932 | 0.50599 | 15.6018 | 0.0037643 | 0.2031% | 0.6458% | 1.3113e-05 |  |  |  | 0.335 | 1.1932 | 0.50599 | 15.6018 | 0.0043885 | 0.4728% | 0.6458% | 3.0534e-05 |  |  | 0.335 | 1.1932 | 0.50599 | 15.6018 | 0.0047138 | 1.013% | 0.6458% | 6.5417e-05
[5 empty] | 0.34 | 1.203 | 0.5089 | 15.9598 | 0.0038507 | 0.2077% | 0.6495% | 1.3491e-05 |  |  |  | 0.34 | 1.203 | 0.5089 | 15.9598 | 0.0044892 | 0.4837% | 0.6495% | 3.1413e-05 |  |  | 0.34 | 1.203 | 0.5089 | 15.9598 | 0.004822 | 1.036% | 0.6495% | 6.7295e-05
[5 empty] | 0.345 | 1.2128 | 0.51172 | 16.3239 | 0.0039386 | 0.2125% | 0.6531% | 1.3875e-05 |  |  |  | 0.345 | 1.2128 | 0.51172 | 16.3239 | 0.0045917 | 0.4947% | 0.6531% | 3.2306e-05 |  |  | 0.345 | 1.2128 | 0.51172 | 16.3239 | 0.004932 | 1.06% | 0.6531% | 6.9203e-05
[5 empty] | 0.35 | 1.2226 | 0.51444 | 16.6943 | 0.004028 | 0.2173% | 0.6565% | 1.4265e-05 |  |  |  | 0.35 | 1.2226 | 0.51444 | 16.6943 | 0.0046959 | 0.5059% | 0.6565% | 3.3213e-05 |  |  | 0.35 | 1.2226 | 0.51444 | 16.6943 | 0.0050439 | 1.084% | 0.6565% | 7.1142e-05
[5 empty] | 0.355 | 1.2323 | 0.51707 | 17.0712 | 0.0041189 | 0.2222% | 0.6599% | 1.4661e-05 |  |  |  | 0.355 | 1.2323 | 0.51707 | 17.0712 | 0.0048019 | 0.5173% | 0.6599% | 3.4134e-05 |  |  | 0.355 | 1.2323 | 0.51707 | 17.0712 | 0.0051577 | 1.108% | 0.6599% | 7.311e-05
[5 empty] | 0.36 | 1.2419 | 0.51961 | 17.4546 | 0.0042114 | 0.2272% | 0.6631% | 1.5064e-05 |  |  |  | 0.36 | 1.2419 | 0.51961 | 17.4546 | 0.0049097 | 0.5288% | 0.6631% | 3.507e-05 |  |  | 0.36 | 1.2419 | 0.51961 | 17.4546 | 0.0052736 | 1.133% | 0.6631% | 7.5109e-05
[5 empty] | 0.365 | 1.2515 | 0.52205 | 17.8447 | 0.0043055 | 0.2322% | 0.6663% | 1.5472e-05 |  |  |  | 0.365 | 1.2515 | 0.52205 | 17.8447 | 0.0050194 | 0.5406% | 0.6663% | 3.602e-05 |  |  | 0.365 | 1.2515 | 0.52205 | 17.8447 | 0.0053915 | 1.158% | 0.6663% | 7.7139e-05
[5 empty] | 0.37 | 1.2611 | 0.5244 | 18.2417 | 0.0044013 | 0.2374% | 0.6693% | 1.5887e-05 |  |  |  | 0.37 | 1.2611 | 0.5244 | 18.2417 | 0.0051311 | 0.5526% | 0.6693% | 3.6985e-05 |  |  | 0.37 | 1.2611 | 0.5244 | 18.2417 | 0.0055114 | 1.183% | 0.6693% | 7.92e-05
[5 empty] | 0.375 | 1.2706 | 0.52666 | 18.6457 | 0.0044988 | 0.2426% | 0.6721% | 1.6309e-05 |  |  |  | 0.375 | 1.2706 | 0.52666 | 18.6457 | 0.0052448 | 0.5648% | 0.6721% | 3.7965e-05 |  |  | 0.375 | 1.2706 | 0.52666 | 18.6457 | 0.0056335 | 1.209% | 0.6721% | 8.1293e-05
[5 empty] | 0.38 | 1.2801 | 0.52883 | 19.057 | 0.004598 | 0.248% | 0.6749% | 1.6737e-05 |  |  |  | 0.38 | 1.2801 | 0.52883 | 19.057 | 0.0053604 | 0.5773% | 0.6749% | 3.8959e-05 |  |  | 0.38 | 1.2801 | 0.52883 | 19.057 | 0.0057577 | 1.236% | 0.6749% | 8.3416e-05
[5 empty] | 0.385 | 1.2895 | 0.5309 | 19.4756 | 0.004699 | 0.2534% | 0.6776% | 1.7171e-05 |  |  |  | 0.385 | 1.2895 | 0.5309 | 19.4756 | 0.0054782 | 0.5899% | 0.6776% | 3.9969e-05 |  |  | 0.385 | 1.2895 | 0.5309 | 19.4756 | 0.0058842 | 1.263% | 0.6776% | 8.5571e-05
[5 empty] | 0.39 | 1.2989 | 0.53289 | 19.9017 | 0.0048018 | 0.259% | 0.6801% | 1.7612e-05 |  |  |  | 0.39 | 1.2989 | 0.53289 | 19.9017 | 0.005598 | 0.6028% | 0.6801% | 4.0993e-05 |  |  | 0.39 | 1.2989 | 0.53289 | 19.9017 | 0.0060129 | 1.29% | 0.6801% | 8.7758e-05
[5 empty] | 0.395 | 1.3083 | 0.53478 | 20.3356 | 0.0049065 | 0.2646% | 0.6825% | 1.8059e-05 |  |  |  | 0.395 | 1.3083 | 0.53478 | 20.3356 | 0.0057201 | 0.6159% | 0.6825% | 4.2033e-05 |  |  | 0.395 | 1.3083 | 0.53478 | 20.3356 | 0.006144 | 1.318% | 0.6825% | 8.9978e-05
[5 empty] | 0.4 | 1.3176 | 0.53659 | 20.7773 | 0.0050131 | 0.2703% | 0.6848% | 1.8513e-05 |  |  |  | 0.4 | 1.3176 | 0.53659 | 20.7773 | 0.0058443 | 0.6292% | 0.6848% | 4.3088e-05 |  |  | 0.4 | 1.3176 | 0.53659 | 20.7773 | 0.0062775 | 1.347% | 0.6848% | 9.2229e-05
[5 empty] | 0.405 | 1.3269 | 0.5383 | 21.2272 | 0.0051216 | 0.2762% | 0.687% | 1.8974e-05 |  |  |  | 0.405 | 1.3269 | 0.5383 | 21.2272 | 0.0059709 | 0.6428% | 0.687% | 4.4159e-05 |  |  | 0.405 | 1.3269 | 0.5383 | 21.2272 | 0.0064134 | 1.376% | 0.687% | 9.4514e-05
[5 empty] | 0.41 | 1.3362 | 0.53993 | 21.6854 | 0.0052322 | 0.2821% | 0.6891% | 1.9441e-05 |  |  |  | 0.41 | 1.3362 | 0.53993 | 21.6854 | 0.0060998 | 0.6566% | 0.6891% | 4.5245e-05 |  |  | 0.41 | 1.3362 | 0.53993 | 21.6854 | 0.0065519 | 1.405% | 0.6891% | 9.6831e-05
[5 empty] | 0.415 | 1.3454 | 0.54146 | 22.1521 | 0.0053448 | 0.2882% | 0.691% | 1.9916e-05 |  |  |  | 0.415 | 1.3454 | 0.54146 | 22.1521 | 0.006231 | 0.6707% | 0.691% | 4.6347e-05 |  |  | 0.415 | 1.3454 | 0.54146 | 22.1521 | 0.0066929 | 1.435% | 0.691% | 9.9181e-05
[5 empty] | 0.42 | 1.3546 | 0.54291 | 22.6275 | 0.0054595 | 0.2944% | 0.6929% | 2.0397e-05 |  |  |  | 0.42 | 1.3546 | 0.54291 | 22.6275 | 0.0063648 | 0.685% | 0.6929% | 4.7465e-05 |  |  | 0.42 | 1.3546 | 0.54291 | 22.6275 | 0.0068365 | 1.466% | 0.6929% | 0.00010156
[5 empty] | 0.425 | 1.3638 | 0.54427 | 23.1119 | 0.0055763 | 0.3007% | 0.6946% | 2.0885e-05 |  |  |  | 0.425 | 1.3638 | 0.54427 | 23.1119 | 0.006501 | 0.6996% | 0.6946% | 4.8598e-05 |  |  | 0.425 | 1.3638 | 0.54427 | 23.1119 | 0.0069828 | 1.497% | 0.6946% | 0.00010398
[5 empty] | 0.43 | 1.373 | 0.54553 | 23.6054 | 0.0056954 | 0.3071% | 0.6962% | 2.138e-05 |  |  |  | 0.43 | 1.373 | 0.54553 | 23.6054 | 0.0066398 | 0.7145% | 0.6962% | 4.9748e-05 |  |  | 0.43 | 1.373 | 0.54553 | 23.6054 | 0.0071319 | 1.529% | 0.6962% | 0.00010643
[5 empty] | 0.435 | 1.3822 | 0.54672 | 24.1083 | 0.0058168 | 0.3136% | 0.6977% | 2.1882e-05 |  |  |  | 0.435 | 1.3822 | 0.54672 | 24.1083 | 0.0067813 | 0.7297% | 0.6977% | 5.0914e-05 |  |  | 0.435 | 1.3822 | 0.54672 | 24.1083 | 0.0072839 | 1.561% | 0.6977% | 0.00010892
[5 empty] | 0.44 | 1.3913 | 0.54781 | 24.6208 | 0.0059404 | 0.3203% | 0.6991% | 2.2391e-05 |  |  |  | 0.44 | 1.3913 | 0.54781 | 24.6208 | 0.0069255 | 0.7452% | 0.6991% | 5.2096e-05 |  |  | 0.44 | 1.3913 | 0.54781 | 24.6208 | 0.0074387 | 1.594% | 0.6991% | 0.00011144
[5 empty] | 0.445 | 1.4004 | 0.54881 | 25.1432 | 0.0060665 | 0.3271% | 0.7004% | 2.2907e-05 |  |  |  | 0.445 | 1.4004 | 0.54881 | 25.1432 | 0.0070724 | 0.7609% | 0.7004% | 5.3295e-05 |  |  | 0.445 | 1.4004 | 0.54881 | 25.1432 | 0.0075966 | 1.627% | 0.7004% | 0.00011399
[5 empty] | 0.45 | 1.4095 | 0.54973 | 25.6758 | 0.006195 | 0.334% | 0.7016% | 2.3431e-05 |  |  |  | 0.45 | 1.4095 | 0.54973 | 25.6758 | 0.0072222 | 0.777% | 0.7016% | 5.451e-05 |  |  | 0.45 | 1.4095 | 0.54973 | 25.6758 | 0.0077575 | 1.662% | 0.7016% | 0.00011658
[5 empty] | 0.455 | 1.4186 | 0.55056 | 26.2188 | 0.006326 | 0.341% | 0.7026% | 2.3961e-05 |  |  |  | 0.455 | 1.4186 | 0.55056 | 26.2188 | 0.0073749 | 0.7933% | 0.7026% | 5.5742e-05 |  |  | 0.455 | 1.4186 | 0.55056 | 26.2188 | 0.0079215 | 1.696% | 0.7026% | 0.0001192
[5 empty] | 0.46 | 1.4277 | 0.5513 | 26.7724 | 0.0064596 | 0.3482% | 0.7036% | 2.4499e-05 |  |  |  | 0.46 | 1.4277 | 0.5513 | 26.7724 | 0.0075307 | 0.81% | 0.7036% | 5.6991e-05 |  |  | 0.46 | 1.4277 | 0.5513 | 26.7724 | 0.0080888 | 1.732% | 0.7036% | 0.00012186
[5 empty] | 0.465 | 1.4368 | 0.55195 | 27.3371 | 0.0065958 | 0.3555% | 0.7044% | 2.5045e-05 |  |  |  | 0.465 | 1.4368 | 0.55195 | 27.3371 | 0.0076895 | 0.827% | 0.7044% | 5.8257e-05 |  |  | 0.465 | 1.4368 | 0.55195 | 27.3371 | 0.0082594 | 1.768% | 0.7044% | 0.00012456
[5 empty] | 0.47 | 1.4458 | 0.55252 | 27.9129 | 0.0067347 | 0.363% | 0.7051% | 2.5598e-05 |  |  |  | 0.47 | 1.4458 | 0.55252 | 27.9129 | 0.0078515 | 0.8444% | 0.7051% | 5.9541e-05 |  |  | 0.47 | 1.4458 | 0.55252 | 27.9129 | 0.0084334 | 1.805% | 0.7051% | 0.00012729
[5 empty] | 0.475 | 1.4549 | 0.553 | 28.5004 | 0.0068765 | 0.3706% | 0.7058% | 2.6158e-05 |  |  |  | 0.475 | 1.4549 | 0.553 | 28.5004 | 0.0080167 | 0.8621% | 0.7058% | 6.0841e-05 |  |  | 0.475 | 1.4549 | 0.553 | 28.5004 | 0.0086109 | 1.843% | 0.7058% | 0.00013005
[5 empty] | 0.48 | 1.4639 | 0.55339 | 29.0998 | 0.0070211 | 0.3784% | 0.7063% | 2.6726e-05 |  |  |  | 0.48 | 1.4639 | 0.55339 | 29.0998 | 0.0081853 | 0.8801% | 0.7063% | 6.2159e-05 |  |  | 0.48 | 1.4639 | 0.55339 | 29.0998 | 0.008792 | 1.881% | 0.7063% | 0.00013286
[5 empty] | 0.485 | 1.4729 | 0.55369 | 29.7113 | 0.0071686 | 0.3864% | 0.7066% | 2.7302e-05 |  |  |  | 0.485 | 1.4729 | 0.55369 | 29.7113 | 0.0083573 | 0.8985% | 0.7066% | 6.3494e-05 |  |  | 0.485 | 1.4729 | 0.55369 | 29.7113 | 0.0089767 | 1.92% | 0.7066% | 0.0001357
[5 empty] | 0.49 | 1.482 | 0.55391 | 30.3354 | 0.0073192 | 0.3945% | 0.7069% | 2.7885e-05 |  |  |  | 0.49 | 1.482 | 0.55391 | 30.3354 | 0.0085329 | 0.9173% | 0.7069% | 6.4847e-05 |  |  | 0.49 | 1.482 | 0.55391 | 30.3354 | 0.0091653 | 1.96% | 0.7069% | 0.00013857
[5 empty] | 0.495 | 1.491 | 0.55404 | 30.9725 | 0.0074729 | 0.4027% | 0.7071% | 2.8476e-05 |  |  |  | 0.495 | 1.491 | 0.55404 | 30.9725 | 0.0087121 | 0.9365% | 0.7071% | 6.6218e-05 |  |  | 0.495 | 1.491 | 0.55404 | 30.9725 | 0.0093578 | 2.001% | 0.7071% | 0.00014149
[5 empty] | 0.5 | 1.5 | 0.55409 | 31.6228 | 0.0076298 | 0.4112% | 0.7071% | 2.9075e-05 |  |  |  | 0.5 | 1.5 | 0.55409 | 31.6228 | 0.008895 | 0.9561% | 0.7071% | 6.7607e-05 |  |  | 0.5 | 1.5 | 0.55409 | 31.6228 | 0.0095543 | 2.043% | 0.7071% | 0.00014444
[5 empty] | 0.505 | 1.509 | 0.55404 | 32.2867 | 0.00779 | 0.4198% | 0.7071% | 2.9682e-05 |  |  |  | 0.505 | 1.509 | 0.55404 | 32.2867 | 0.0090818 | 0.976% | 0.7071% | 6.9014e-05 |  |  | 0.505 | 1.509 | 0.55404 | 32.2867 | 0.0097549 | 2.085% | 0.7071% | 0.00014743
[5 empty] | 0.51 | 1.518 | 0.55391 | 32.9647 | 0.0079536 | 0.4286% | 0.7069% | 3.0297e-05 |  |  |  | 0.51 | 1.518 | 0.55391 | 32.9647 | 0.0092725 | 0.9964% | 0.7069% | 7.044e-05 |  |  | 0.51 | 1.518 | 0.55391 | 32.9647 | 0.0099597 | 2.128% | 0.7069% | 0.00015046
[5 empty] | 0.515 | 1.5271 | 0.55369 | 33.6572 | 0.0081207 | 0.4376% | 0.7066% | 3.092e-05 |  |  |  | 0.515 | 1.5271 | 0.55369 | 33.6572 | 0.0094673 | 1.017% | 0.7066% | 7.1884e-05 |  |  | 0.515 | 1.5271 | 0.55369 | 33.6572 | 0.010169 | 2.173% | 0.7066% | 0.00015352
[5 empty] | 0.52 | 1.5361 | 0.55339 | 34.3645 | 0.0082914 | 0.4467% | 0.7063% | 3.1551e-05 |  |  |  | 0.52 | 1.5361 | 0.55339 | 34.3645 | 0.0096662 | 1.039% | 0.7063% | 7.3346e-05 |  |  | 0.52 | 1.5361 | 0.55339 | 34.3645 | 0.010383 | 2.218% | 0.7063% | 0.00015663
[5 empty] | 0.525 | 1.5451 | 0.553 | 35.0872 | 0.0084657 | 0.4561% | 0.7058% | 3.219e-05 |  |  |  | 0.525 | 1.5451 | 0.553 | 35.0872 | 0.0098695 | 1.06% | 0.7058% | 7.4827e-05 |  |  | 0.525 | 1.5451 | 0.553 | 35.0872 | 0.010601 | 2.264% | 0.7058% | 0.00015977
[5 empty] | 0.53 | 1.5542 | 0.55252 | 35.8257 | 0.0086439 | 0.4657% | 0.7051% | 3.2837e-05 |  |  |  | 0.53 | 1.5542 | 0.55252 | 35.8257 | 0.010077 | 1.082% | 0.7051% | 7.6327e-05 |  |  | 0.53 | 1.5542 | 0.55252 | 35.8257 | 0.010824 | 2.311% | 0.7051% | 0.00016295
[5 empty] | 0.535 | 1.5632 | 0.55195 | 36.5804 | 0.008826 | 0.4755% | 0.7044% | 3.3493e-05 |  |  |  | 0.535 | 1.5632 | 0.55195 | 36.5804 | 0.01029 | 1.105% | 0.7044% | 7.7846e-05 |  |  | 0.535 | 1.5632 | 0.55195 | 36.5804 | 0.011052 | 2.359% | 0.7044% | 0.00016617
[5 empty] | 0.54 | 1.5723 | 0.5513 | 37.3519 | 0.0090121 | 0.4855% | 0.7036% | 3.4157e-05 |  |  |  | 0.54 | 1.5723 | 0.5513 | 37.3519 | 0.010507 | 1.128% | 0.7036% | 7.9385e-05 |  |  | 0.54 | 1.5723 | 0.5513 | 37.3519 | 0.011285 | 2.408% | 0.7036% | 0.00016943
[5 empty] | 0.545 | 1.5814 | 0.55056 | 38.1406 | 0.0092024 | 0.4957% | 0.7026% | 3.483e-05 |  |  |  | 0.545 | 1.5814 | 0.55056 | 38.1406 | 0.010728 | 1.152% | 0.7026% | 8.0943e-05 |  |  | 0.545 | 1.5814 | 0.55056 | 38.1406 | 0.011524 | 2.458% | 0.7026% | 0.00017273
[5 empty] | 0.55 | 1.5905 | 0.54973 | 38.9472 | 0.009397 | 0.5062% | 0.7016% | 3.5511e-05 |  |  |  | 0.55 | 1.5905 | 0.54973 | 38.9472 | 0.010955 | 1.176% | 0.7016% | 8.252e-05 |  |  | 0.55 | 1.5905 | 0.54973 | 38.9472 | 0.011767 | 2.51% | 0.7016% | 0.00017607
[5 empty] | 0.555 | 1.5996 | 0.54881 | 39.7721 | 0.0095961 | 0.5168% | 0.7004% | 3.6201e-05 |  |  |  | 0.555 | 1.5996 | 0.54881 | 39.7721 | 0.011187 | 1.201% | 0.7004% | 8.4117e-05 |  |  | 0.555 | 1.5996 | 0.54881 | 39.7721 | 0.012016 | 2.562% | 0.7004% | 0.00017946
[5 empty] | 0.56 | 1.6087 | 0.54781 | 40.6161 | 0.0097997 | 0.5278% | 0.6991% | 3.6899e-05 |  |  |  | 0.56 | 1.6087 | 0.54781 | 40.6161 | 0.011425 | 1.226% | 0.6991% | 8.5733e-05 |  |  | 0.56 | 1.6087 | 0.54781 | 40.6161 | 0.012271 | 2.616% | 0.6991% | 0.00018288
[5 empty] | 0.565 | 1.6178 | 0.54672 | 41.4796 | 0.010008 | 0.539% | 0.6977% | 3.7606e-05 |  |  |  | 0.565 | 1.6178 | 0.54672 | 41.4796 | 0.011668 | 1.252% | 0.6977% | 8.737e-05 |  |  | 0.565 | 1.6178 | 0.54672 | 41.4796 | 0.012532 | 2.671% | 0.6977% | 0.00018634
[5 empty] | 0.57 | 1.627 | 0.54553 | 42.3633 | 0.010221 | 0.5504% | 0.6962% | 3.8322e-05 |  |  |  | 0.57 | 1.627 | 0.54553 | 42.3633 | 0.011916 | 1.279% | 0.6962% | 8.9027e-05 |  |  | 0.57 | 1.627 | 0.54553 | 42.3633 | 0.012799 | 2.727% | 0.6962% | 0.00018985
[5 empty] | 0.575 | 1.6362 | 0.54427 | 43.2678 | 0.01044 | 0.5621% | 0.6946% | 3.9047e-05 |  |  |  | 0.575 | 1.6362 | 0.54427 | 43.2678 | 0.012171 | 1.306% | 0.6946% | 9.0704e-05 |  |  | 0.575 | 1.6362 | 0.54427 | 43.2678 | 0.013073 | 2.784% | 0.6946% | 0.00019339
[5 empty] | 0.58 | 1.6454 | 0.54291 | 44.194 | 0.010663 | 0.5741% | 0.6929% | 3.9781e-05 |  |  |  | 0.58 | 1.6454 | 0.54291 | 44.194 | 0.012431 | 1.334% | 0.6929% | 9.2401e-05 |  |  | 0.58 | 1.6454 | 0.54291 | 44.194 | 0.013352 | 2.843% | 0.6929% | 0.00019698
[5 empty] | 0.585 | 1.6546 | 0.54146 | 45.1425 | 0.010892 | 0.5864% | 0.691% | 4.0524e-05 |  |  |  | 0.585 | 1.6546 | 0.54146 | 45.1425 | 0.012698 | 1.362% | 0.691% | 9.4119e-05 |  |  | 0.585 | 1.6546 | 0.54146 | 45.1425 | 0.013639 | 2.903% | 0.691% | 0.00020061
[5 empty] | 0.59 | 1.6638 | 0.53993 | 46.114 | 0.011126 | 0.599% | 0.6891% | 4.1276e-05 |  |  |  | 0.59 | 1.6638 | 0.53993 | 46.114 | 0.012971 | 1.391% | 0.6891% | 9.5858e-05 |  |  | 0.59 | 1.6638 | 0.53993 | 46.114 | 0.013932 | 2.965% | 0.6891% | 0.00020428
[5 empty] | 0.595 | 1.6731 | 0.5383 | 47.1093 | 0.011366 | 0.6119% | 0.687% | 4.2038e-05 |  |  |  | 0.595 | 1.6731 | 0.5383 | 47.1093 | 0.013251 | 1.421% | 0.687% | 9.7618e-05 |  |  | 0.595 | 1.6731 | 0.5383 | 47.1093 | 0.014233 | 3.028% | 0.687% | 0.000208
[5 empty] | 0.6 | 1.6824 | 0.53659 | 48.1293 | 0.011612 | 0.6251% | 0.6848% | 4.2808e-05 |  |  |  | 0.6 | 1.6824 | 0.53659 | 48.1293 | 0.013538 | 1.451% | 0.6848% | 9.9398e-05 |  |  | 0.6 | 1.6824 | 0.53659 | 48.1293 | 0.014541 | 3.092% | 0.6848% | 0.00021175
[5 empty] | 0.605 | 1.6917 | 0.53478 | 49.1749 | 0.011865 | 0.6386% | 0.6825% | 4.3588e-05 |  |  |  | 0.605 | 1.6917 | 0.53478 | 49.1749 | 0.013832 | 1.483% | 0.6825% | 0.0001012 |  |  | 0.605 | 1.6917 | 0.53478 | 49.1749 | 0.014857 | 3.158% | 0.6825% | 0.00021555
[5 empty] | 0.61 | 1.7011 | 0.53289 | 50.2469 | 0.012123 | 0.6525% | 0.6801% | 4.4378e-05 |  |  |  | 0.61 | 1.7011 | 0.53289 | 50.2469 | 0.014134 | 1.515% | 0.6801% | 0.00010302 |  |  | 0.61 | 1.7011 | 0.53289 | 50.2469 | 0.015181 | 3.226% | 0.6801% | 0.00021939
[5 empty] | 0.615 | 1.7105 | 0.5309 | 51.3464 | 0.012389 | 0.6668% | 0.6776% | 4.5176e-05 |  |  |  | 0.615 | 1.7105 | 0.5309 | 51.3464 | 0.014443 | 1.548% | 0.6776% | 0.00010487 |  |  | 0.615 | 1.7105 | 0.5309 | 51.3464 | 0.015513 | 3.295% | 0.6776% | 0.00022328
[5 empty] | 0.62 | 1.7199 | 0.52883 | 52.4742 | 0.012661 | 0.6814% | 0.6749% | 4.5985e-05 |  |  |  | 0.62 | 1.7199 | 0.52883 | 52.4742 | 0.01476 | 1.581% | 0.6749% | 0.00010673 |  |  | 0.62 | 1.7199 | 0.52883 | 52.4742 | 0.015854 | 3.367% | 0.6749% | 0.00022721
[5 empty] | 0.625 | 1.7294 | 0.52666 | 53.6315 | 0.01294 | 0.6963% | 0.6721% | 4.6803e-05 |  |  |  | 0.625 | 1.7294 | 0.52666 | 53.6315 | 0.015086 | 1.616% | 0.6721% | 0.00010862 |  |  | 0.625 | 1.7294 | 0.52666 | 53.6315 | 0.016204 | 3.439% | 0.6721% | 0.00023118
[5 empty] | 0.63 | 1.7389 | 0.5244 | 54.8194 | 0.013227 | 0.7117% | 0.6693% | 4.7631e-05 |  |  |  | 0.63 | 1.7389 | 0.5244 | 54.8194 | 0.01542 | 1.652% | 0.6693% | 0.00011053 |  |  | 0.63 | 1.7389 | 0.5244 | 54.8194 | 0.016563 | 3.514% | 0.6693% | 0.0002352
[5 empty] | 0.635 | 1.7485 | 0.52205 | 56.039 | 0.013521 | 0.7275% | 0.6663% | 4.8468e-05 |  |  |  | 0.635 | 1.7485 | 0.52205 | 56.039 | 0.015763 | 1.688% | 0.6663% | 0.00011246 |  |  | 0.635 | 1.7485 | 0.52205 | 56.039 | 0.016931 | 3.591% | 0.6663% | 0.00023926
[5 empty] | 0.64 | 1.7581 | 0.51961 | 57.2915 | 0.013823 | 0.7437% | 0.6631% | 4.9316e-05 |  |  |  | 0.64 | 1.7581 | 0.51961 | 57.2915 | 0.016115 | 1.725% | 0.6631% | 0.00011442 |  |  | 0.64 | 1.7581 | 0.51961 | 57.2915 | 0.01731 | 3.67% | 0.6631% | 0.00024336
[5 empty] | 0.645 | 1.7677 | 0.51707 | 58.5782 | 0.014134 | 0.7603% | 0.6599% | 5.0173e-05 |  |  |  | 0.645 | 1.7677 | 0.51707 | 58.5782 | 0.016477 | 1.764% | 0.6599% | 0.00011639 |  |  | 0.645 | 1.7677 | 0.51707 | 58.5782 | 0.017698 | 3.751% | 0.6599% | 0.00024751
[5 empty] | 0.65 | 1.7774 | 0.51444 | 59.9005 | 0.014453 | 0.7774% | 0.6565% | 5.104e-05 |  |  |  | 0.65 | 1.7774 | 0.51444 | 59.9005 | 0.016849 | 1.803% | 0.6565% | 0.00011839 |  |  | 0.65 | 1.7774 | 0.51444 | 59.9005 | 0.018098 | 3.834% | 0.6565% | 0.0002517
[5 empty] | 0.655 | 1.7872 | 0.51172 | 61.2598 | 0.014781 | 0.795% | 0.6531% | 5.1918e-05 |  |  |  | 0.655 | 1.7872 | 0.51172 | 61.2598 | 0.017231 | 1.844% | 0.6531% | 0.00012041 |  |  | 0.655 | 1.7872 | 0.51172 | 61.2598 | 0.018509 | 3.919% | 0.6531% | 0.00025594
[5 empty] | 0.66 | 1.797 | 0.5089 | 62.6576 | 0.015118 | 0.813% | 0.6495% | 5.2805e-05 |  |  |  | 0.66 | 1.797 | 0.5089 | 62.6576 | 0.017625 | 1.885% | 0.6495% | 0.00012246 |  |  | 0.66 | 1.797 | 0.5089 | 62.6576 | 0.018931 | 4.007% | 0.6495% | 0.00026022
[5 empty] | 0.665 | 1.8068 | 0.50599 | 64.0954 | 0.015465 | 0.8316% | 0.6458% | 5.3703e-05 |  |  |  | 0.665 | 1.8068 | 0.50599 | 64.0954 | 0.018029 | 1.928% | 0.6458% | 0.00012452 |  |  | 0.665 | 1.8068 | 0.50599 | 64.0954 | 0.019365 | 4.097% | 0.6458% | 0.00026454
[5 empty] | 0.67 | 1.8167 | 0.50298 | 65.5749 | 0.015822 | 0.8507% | 0.6419% | 5.4611e-05 |  |  |  | 0.67 | 1.8167 | 0.50298 | 65.5749 | 0.018445 | 1.972% | 0.6419% | 0.00012661 |  |  | 0.67 | 1.8167 | 0.50298 | 65.5749 | 0.019812 | 4.189% | 0.6419% | 0.00026891
[5 empty] | 0.675 | 1.8267 | 0.49988 | 67.0979 | 0.016189 | 0.8704% | 0.638% | 5.5529e-05 |  |  |  | 0.675 | 1.8267 | 0.49988 | 67.0979 | 0.018874 | 2.018% | 0.638% | 0.00012872 |  |  | 0.675 | 1.8267 | 0.49988 | 67.0979 | 0.020272 | 4.284% | 0.638% | 0.00027333
[5 empty] | 0.68 | 1.8367 | 0.49668 | 68.6662 | 0.016568 | 0.8907% | 0.6339% | 5.6457e-05 |  |  |  | 0.68 | 1.8367 | 0.49668 | 68.6662 | 0.019315 | 2.064% | 0.6339% | 0.00013086 |  |  | 0.68 | 1.8367 | 0.49668 | 68.6662 | 0.020746 | 4.382% | 0.6339% | 0.00027778
[5 empty] | 0.685 | 1.8468 | 0.49339 | 70.2819 | 0.016957 | 0.9115% | 0.6297% | 5.7396e-05 |  |  |  | 0.685 | 1.8468 | 0.49339 | 70.2819 | 0.019769 | 2.112% | 0.6297% | 0.00013302 |  |  | 0.685 | 1.8468 | 0.49339 | 70.2819 | 0.021234 | 4.483% | 0.6297% | 0.00028229
[5 empty] | 0.69 | 1.857 | 0.48999 | 71.9469 | 0.017359 | 0.933% | 0.6253% | 5.8345e-05 |  |  |  | 0.69 | 1.857 | 0.48999 | 71.9469 | 0.020238 | 2.162% | 0.6253% | 0.0001352 |  |  | 0.69 | 1.857 | 0.48999 | 71.9469 | 0.021737 | 4.587% | 0.6253% | 0.00028683
[5 empty] | 0.695 | 1.8673 | 0.4865 | 73.6636 | 0.017773 | 0.9552% | 0.6209% | 5.9305e-05 |  |  |  | 0.695 | 1.8673 | 0.4865 | 73.6636 | 0.02072 | 2.213% | 0.6209% | 0.0001374 |  |  | 0.695 | 1.8673 | 0.4865 | 73.6636 | 0.022256 | 4.694% | 0.6209% | 0.00029142
[5 empty] | 0.7 | 1.8776 | 0.48291 | 75.4342 | 0.0182 | 0.978% | 0.6163% | 6.0275e-05 |  |  |  | 0.7 | 1.8776 | 0.48291 | 75.4342 | 0.021218 | 2.266% | 0.6163% | 0.00013963 |  |  | 0.7 | 1.8776 | 0.48291 | 75.4342 | 0.022791 | 4.804% | 0.6163% | 0.00029605
[5 empty] | 0.705 | 1.888 | 0.47921 | 77.2613 | 0.018641 | 1.002% | 0.6116% | 6.1256e-05 |  |  |  | 0.705 | 1.888 | 0.47921 | 77.2613 | 0.021732 | 2.32% | 0.6116% | 0.00014187 |  |  | 0.705 | 1.888 | 0.47921 | 77.2613 | 0.023343 | 4.917% | 0.6116% | 0.00030072
[5 empty] | 0.71 | 1.8984 | 0.47542 | 79.1475 | 0.019096 | 1.026% | 0.6067% | 6.2247e-05 |  |  |  | 0.71 | 1.8984 | 0.47542 | 79.1475 | 0.022263 | 2.376% | 0.6067% | 0.00014415 |  |  | 0.71 | 1.8984 | 0.47542 | 79.1475 | 0.023913 | 5.034% | 0.6067% | 0.00030544
[5 empty] | 0.715 | 1.909 | 0.47153 | 81.0956 | 0.019566 | 1.051% | 0.6018% | 6.3249e-05 |  |  |  | 0.715 | 1.909 | 0.47153 | 81.0956 | 0.022811 | 2.433% | 0.6018% | 0.00014644 |  |  | 0.715 | 1.909 | 0.47153 | 81.0956 | 0.024502 | 5.155% | 0.6018% | 0.0003102
[5 empty] | 0.72 | 1.9196 | 0.46753 | 83.1086 | 0.020052 | 1.077% | 0.5967% | 6.4261e-05 |  |  |  | 0.72 | 1.9196 | 0.46753 | 83.1086 | 0.023377 | 2.493% | 0.5967% | 0.00014876 |  |  | 0.72 | 1.9196 | 0.46753 | 83.1086 | 0.02511 | 5.279% | 0.5967% | 0.000315
[5 empty] | 0.725 | 1.9304 | 0.46343 | 85.1897 | 0.020554 | 1.104% | 0.5914% | 6.5284e-05 |  |  |  | 0.725 | 1.9304 | 0.46343 | 85.1897 | 0.023963 | 2.555% | 0.5914% | 0.0001511 |  |  | 0.725 | 1.9304 | 0.46343 | 85.1897 | 0.025739 | 5.408% | 0.5914% | 0.00031984
[5 empty] | 0.73 | 1.9412 | 0.45923 | 87.3424 | 0.021074 | 1.132% | 0.5861% | 6.6317e-05 |  |  |  | 0.73 | 1.9412 | 0.45923 | 87.3424 | 0.024568 | 2.618% | 0.5861% | 0.00015346 |  |  | 0.73 | 1.9412 | 0.45923 | 87.3424 | 0.026389 | 5.541% | 0.5861% | 0.00032473
[5 empty] | 0.735 | 1.9522 | 0.45492 | 89.5704 | 0.021611 | 1.16% | 0.5806% | 6.7361e-05 |  |  |  | 0.735 | 1.9522 | 0.45492 | 89.5704 | 0.025195 | 2.684% | 0.5806% | 0.00015585 |  |  | 0.735 | 1.9522 | 0.45492 | 89.5704 | 0.027062 | 5.678% | 0.5806% | 0.00032965
[5 empty] | 0.74 | 1.9632 | 0.45051 | 91.8774 | 0.022168 | 1.19% | 0.575% | 6.8415e-05 |  |  |  | 0.74 | 1.9632 | 0.45051 | 91.8774 | 0.025844 | 2.753% | 0.575% | 0.00015826 |  |  | 0.74 | 1.9632 | 0.45051 | 91.8774 | 0.027759 | 5.82% | 0.575% | 0.00033461
[5 empty] | 0.745 | 1.9744 | 0.44599 | 94.2677 | 0.022745 | 1.221% | 0.5692% | 6.948e-05 |  |  |  | 0.745 | 1.9744 | 0.44599 | 94.2677 | 0.026516 | 2.823% | 0.5692% | 0.00016069 |  |  | 0.745 | 1.9744 | 0.44599 | 94.2677 | 0.028481 | 5.967% | 0.5692% | 0.0003396
[5 empty] | 0.75 | 1.9856 | 0.44136 | 96.7459 | 0.023343 | 1.253% | 0.5633% | 7.0555e-05 |  |  |  | 0.75 | 1.9856 | 0.44136 | 96.7459 | 0.027213 | 2.896% | 0.5633% | 0.00016314 |  |  | 0.75 | 1.9856 | 0.44136 | 96.7459 | 0.02923 | 6.119% | 0.5633% | 0.00034464
[5 empty] | 0.755 | 1.997 | 0.43662 | 99.3167 | 0.023963 | 1.286% | 0.5572% | 7.164e-05 |  |  |  | 0.755 | 1.997 | 0.43662 | 99.3167 | 0.027936 | 2.972% | 0.5572% | 0.00016561 |  |  | 0.755 | 1.997 | 0.43662 | 99.3167 | 0.030007 | 6.276% | 0.5572% | 0.00034971
[5 empty] | 0.76 | 2.0085 | 0.43177 | 101.9854 | 0.024607 | 1.32% | 0.551% | 7.2735e-05 |  |  |  | 0.76 | 2.0085 | 0.43177 | 101.9854 | 0.028687 | 3.051% | 0.551% | 0.0001681 |  |  | 0.76 | 2.0085 | 0.43177 | 101.9854 | 0.030813 | 6.439% | 0.551% | 0.00035481
[5 empty] | 0.765 | 2.0202 | 0.42681 | 104.7574 | 0.025276 | 1.356% | 0.5447% | 7.3841e-05 |  |  |  | 0.765 | 2.0202 | 0.42681 | 104.7574 | 0.029467 | 3.132% | 0.5447% | 0.00017062 |  |  | 0.765 | 2.0202 | 0.42681 | 104.7574 | 0.031651 | 6.608% | 0.5447% | 0.00035995
[5 empty] | 0.77 | 2.032 | 0.42173 | 107.639 | 0.025971 | 1.393% | 0.5382% | 7.4956e-05 |  |  |  | 0.77 | 2.032 | 0.42173 | 107.639 | 0.030277 | 3.217% | 0.5382% | 0.00017315 |  |  | 0.77 | 2.032 | 0.42173 | 107.639 | 0.032521 | 6.784% | 0.5382% | 0.00036511
[5 empty] | 0.775 | 2.0439 | 0.41655 | 110.6366 | 0.026694 | 1.431% | 0.5316% | 7.608e-05 |  |  |  | 0.775 | 2.0439 | 0.41655 | 110.6366 | 0.03112 | 3.305% | 0.5316% | 0.0001757 |  |  | 0.775 | 2.0439 | 0.41655 | 110.6366 | 0.033427 | 6.966% | 0.5316% | 0.0003703
[5 empty] | 0.78 | 2.056 | 0.41124 | 113.7573 | 0.027447 | 1.471% | 0.5248% | 7.7215e-05 |  |  |  | 0.78 | 2.056 | 0.41124 | 113.7573 | 0.031998 | 3.397% | 0.5248% | 0.00017828 |  |  | 0.78 | 2.056 | 0.41124 | 113.7573 | 0.03437 | 7.155% | 0.5248% | 0.00037552
[5 empty] | 0.785 | 2.0682 | 0.40582 | 117.0087 | 0.028231 | 1.513% | 0.5179% | 7.8358e-05 |  |  |  | 0.785 | 2.0682 | 0.40582 | 117.0087 | 0.032913 | 3.492% | 0.5179% | 0.00018087 |  |  | 0.785 | 2.0682 | 0.40582 | 117.0087 | 0.035352 | 7.352% | 0.5179% | 0.00038076
[5 empty] | 0.79 | 2.0806 | 0.40028 | 120.3991 | 0.029049 | 1.556% | 0.5108% | 7.951e-05 |  |  |  | 0.79 | 2.0806 | 0.40028 | 120.3991 | 0.033866 | 3.591% | 0.5108% | 0.00018347 |  |  | 0.79 | 2.0806 | 0.40028 | 120.3991 | 0.036376 | 7.557% | 0.5108% | 0.00038603
[5 empty] | 0.795 | 2.0932 | 0.39462 | 123.9377 | 0.029903 | 1.602% | 0.5036% | 8.0671e-05 |  |  |  | 0.795 | 2.0932 | 0.39462 | 123.9377 | 0.034862 | 3.695% | 0.5036% | 0.00018609 |  |  | 0.795 | 2.0932 | 0.39462 | 123.9377 | 0.037446 | 7.77% | 0.5036% | 0.00039131
[5 empty] | 0.8 | 2.106 | 0.38884 | 127.6343 | 0.030795 | 1.649% | 0.4962% | 8.184e-05 |  |  |  | 0.8 | 2.106 | 0.38884 | 127.6343 | 0.035902 | 3.803% | 0.4962% | 0.00018873 |  |  | 0.8 | 2.106 | 0.38884 | 127.6343 | 0.038562 | 7.992% | 0.4962% | 0.0003966
[5 empty] | 0.805 | 2.1189 | 0.38293 | 131.4996 | 0.031728 | 1.699% | 0.4887% | 8.3017e-05 |  |  |  | 0.805 | 2.1189 | 0.38293 | 131.4996 | 0.036989 | 3.916% | 0.4887% | 0.00019138 |  |  | 0.805 | 2.1189 | 0.38293 | 131.4996 | 0.03973 | 8.224% | 0.4887% | 0.0004019
[5 empty] | 0.81 | 2.1321 | 0.3769 | 135.5456 | 0.032704 | 1.751% | 0.481% | 8.4201e-05 |  |  |  | 0.81 | 2.1321 | 0.3769 | 135.5456 | 0.038127 | 4.034% | 0.481% | 0.00019404 |  |  | 0.81 | 2.1321 | 0.3769 | 135.5456 | 0.040953 | 8.466% | 0.481% | 0.00040721
[5 empty] | 0.815 | 2.1455 | 0.37074 | 139.7851 | 0.033727 | 1.805% | 0.4731% | 8.5391e-05 |  |  |  | 0.815 | 2.1455 | 0.37074 | 139.7851 | 0.039319 | 4.158% | 0.4731% | 0.00019671 |  |  | 0.815 | 2.1455 | 0.37074 | 139.7851 | 0.042234 | 8.719% | 0.4731% | 0.00041252
[5 empty] | 0.82 | 2.1591 | 0.36444 | 144.2324 | 0.0348 | 1.862% | 0.4651% | 8.6588e-05 |  |  |  | 0.82 | 2.1591 | 0.36444 | 144.2324 | 0.04057 | 4.287% | 0.4651% | 0.00019939 |  |  | 0.82 | 2.1591 | 0.36444 | 144.2324 | 0.043577 | 8.983% | 0.4651% | 0.00041783
[5 empty] | 0.825 | 2.1729 | 0.35802 | 148.9033 | 0.035927 | 1.921% | 0.4569% | 8.779e-05 |  |  |  | 0.825 | 2.1729 | 0.35802 | 148.9033 | 0.041884 | 4.423% | 0.4569% | 0.00020208 |  |  | 0.825 | 2.1729 | 0.35802 | 148.9033 | 0.044988 | 9.26% | 0.4569% | 0.00042312
[5 empty] | 0.83 | 2.187 | 0.35146 | 153.8151 | 0.037112 | 1.984% | 0.4485% | 8.8996e-05 |  |  |  | 0.83 | 2.187 | 0.35146 | 153.8151 | 0.043266 | 4.565% | 0.4485% | 0.00020477 |  |  | 0.83 | 2.187 | 0.35146 | 153.8151 | 0.046472 | 9.551% | 0.4485% | 0.00042839
[5 empty] | 0.835 | 2.2014 | 0.34477 | 158.9871 | 0.03836 | 2.05% | 0.44% | 9.0206e-05 |  |  |  | 0.835 | 2.2014 | 0.34477 | 158.9871 | 0.044721 | 4.715% | 0.44% | 0.00020746 |  |  | 0.835 | 2.2014 | 0.34477 | 158.9871 | 0.048035 | 9.855% | 0.44% | 0.00043364
[5 empty] | 0.84 | 2.216 | 0.33793 | 164.4408 | 0.039676 | 2.12% | 0.4313% | 9.1419e-05 |  |  |  | 0.84 | 2.216 | 0.33793 | 164.4408 | 0.046255 | 4.873% | 0.4313% | 0.00021015 |  |  | 0.84 | 2.216 | 0.33793 | 164.4408 | 0.049683 | 10.18% | 0.4313% | 0.00043886
[5 empty] | 0.845 | 2.231 | 0.33096 | 170.2001 | 0.041065 | 2.193% | 0.4224% | 9.2632e-05 |  |  |  | 0.845 | 2.231 | 0.33096 | 170.2001 | 0.047875 | 5.039% | 0.4224% | 0.00021284 |  |  | 0.845 | 2.231 | 0.33096 | 170.2001 | 0.051423 | 10.51% | 0.4224% | 0.00044403
[5 empty] | 0.85 | 2.2462 | 0.32383 | 176.2918 | 0.042535 | 2.271% | 0.4133% | 9.3845e-05 |  |  |  | 0.85 | 2.2462 | 0.32383 | 176.2918 | 0.049588 | 5.215% | 0.4133% | 0.00021551 |  |  | 0.85 | 2.2462 | 0.32383 | 176.2918 | 0.053263 | 10.87% | 0.4133% | 0.00044915
[5 empty] | 0.855 | 2.2618 | 0.31656 | 182.7459 | 0.044092 | 2.353% | 0.404% | 9.5056e-05 |  |  |  | 0.855 | 2.2618 | 0.31656 | 182.7459 | 0.051404 | 5.4% | 0.404% | 0.00021817 |  |  | 0.855 | 2.2618 | 0.31656 | 182.7459 | 0.055213 | 11.24% | 0.404% | 0.0004542
[5 empty] | 0.86 | 2.2778 | 0.30913 | 189.5963 | 0.045745 | 2.44% | 0.3945% | 9.6264e-05 |  |  |  | 0.86 | 2.2778 | 0.30913 | 189.5963 | 0.053331 | 5.597% | 0.3945% | 0.00022082 |  |  | 0.86 | 2.2778 | 0.30913 | 189.5963 | 0.057283 | 11.64% | 0.3945% | 0.00045916
[5 empty] | 0.865 | 2.2942 | 0.30155 | 196.8816 | 0.047503 | 2.533% | 0.3849% | 9.7465e-05 |  |  |  | 0.865 | 2.2942 | 0.30155 | 196.8816 | 0.05538 | 5.806% | 0.3849% | 0.00022343 |  |  | 0.865 | 2.2942 | 0.30155 | 196.8816 | 0.059484 | 12.06% | 0.3849% | 0.00046403
[5 empty] | 0.87 | 2.311 | 0.29381 | 204.6452 | 0.049376 | 2.631% | 0.375% | 9.8658e-05 |  |  |  | 0.87 | 2.311 | 0.29381 | 204.6452 | 0.057564 | 6.028% | 0.375% | 0.00022602 |  |  | 0.87 | 2.311 | 0.29381 | 204.6452 | 0.06183 | 12.5% | 0.375% | 0.00046879
[5 empty] | 0.875 | 2.3283 | 0.28591 | 212.9372 | 0.051377 | 2.736% | 0.3649% | 9.984e-05 |  |  |  | 0.875 | 2.3283 | 0.28591 | 212.9372 | 0.059896 | 6.264% | 0.3649% | 0.00022856 |  |  | 0.875 | 2.3283 | 0.28591 | 212.9372 | 0.064335 | 12.97% | 0.3649% | 0.0004734
[5 empty] | 0.88 | 2.346 | 0.27783 | 221.8148 | 0.053519 | 2.849% | 0.3546% | 0.00010101 |  |  |  | 0.88 | 2.346 | 0.27783 | 221.8148 | 0.062393 | 6.516% | 0.3546% | 0.00023106 |  |  | 0.88 | 2.346 | 0.27783 | 221.8148 | 0.067017 | 13.48% | 0.3546% | 0.00047786
[5 empty] | 0.885 | 2.3643 | 0.26959 | 231.3441 | 0.055818 | 2.969% | 0.3441% | 0.00010216 |  |  |  | 0.885 | 2.3643 | 0.26959 | 231.3441 | 0.065074 | 6.787% | 0.3441% | 0.0002335 |  |  | 0.885 | 2.3643 | 0.26959 | 231.3441 | 0.069896 | 14.01% | 0.3441% | 0.00048213
[5 empty] | 0.89 | 2.3831 | 0.26116 | 241.6018 | 0.058293 | 3.099% | 0.3333% | 0.00010328 |  |  |  | 0.89 | 2.3831 | 0.26116 | 241.6018 | 0.067959 | 7.077% | 0.3333% | 0.00023587 |  |  | 0.89 | 2.3831 | 0.26116 | 241.6018 | 0.072996 | 14.59% | 0.3333% | 0.00048618
[5 empty] | 0.895 | 2.4026 | 0.25255 | 252.6778 | 0.060965 | 3.239% | 0.3223% | 0.00010438 |  |  |  | 0.895 | 2.4026 | 0.25255 | 252.6778 | 0.071074 | 7.389% | 0.3223% | 0.00023815 |  |  | 0.895 | 2.4026 | 0.25255 | 252.6778 | 0.076342 | 15.2% | 0.3223% | 0.00048998
[5 empty] | 0.9 | 2.4227 | 0.24375 | 264.6776 | 0.06386 | 3.39% | 0.3111% | 0.00010545 |  |  |  | 0.9 | 2.4227 | 0.24375 | 264.6776 | 0.07445 | 7.726% | 0.3111% | 0.00024033 |  |  | 0.9 | 2.4227 | 0.24375 | 264.6776 | 0.079968 | 15.86% | 0.3111% | 0.00049348
[5 empty] | 0.905 | 2.4436 | 0.23475 | 277.7263 | 0.067009 | 3.554% | 0.2996% | 0.00010647 |  |  |  | 0.905 | 2.4436 | 0.23475 | 277.7263 | 0.07812 | 8.091% | 0.2996% | 0.0002424 |  |  | 0.905 | 2.4436 | 0.23475 | 277.7263 | 0.08391 | 16.58% | 0.2996% | 0.00049663
[5 empty] | 0.91 | 2.4653 | 0.22554 | 291.9736 | 0.070446 | 3.733% | 0.2878% | 0.00010744 |  |  |  | 0.91 | 2.4653 | 0.22554 | 291.9736 | 0.082128 | 8.488% | 0.2878% | 0.00024432 |  |  | 0.91 | 2.4653 | 0.22554 | 291.9736 | 0.088215 | 17.35% | 0.2878% | 0.00049938
[5 empty] | 0.915 | 2.488 | 0.21612 | 307.6003 | 0.074217 | 3.928% | 0.2758% | 0.00010836 |  |  |  | 0.915 | 2.488 | 0.21612 | 307.6003 | 0.086523 | 8.921% | 0.2758% | 0.00024607 |  |  | 0.915 | 2.488 | 0.21612 | 307.6003 | 0.092936 | 18.19% | 0.2758% | 0.00050166
[5 empty] | 0.92 | 2.5117 | 0.20648 | 324.8266 | 0.078373 | 4.144% | 0.2635% | 0.0001092 |  |  |  | 0.92 | 2.5117 | 0.20648 | 324.8266 | 0.091369 | 9.397% | 0.2635% | 0.00024762 |  |  | 0.92 | 2.5117 | 0.20648 | 324.8266 | 0.09814 | 19.1% | 0.2635% | 0.00050338
[5 empty] | 0.925 | 2.5365 | 0.1966 | 343.9241 | 0.082981 | 4.382% | 0.2509% | 0.00010995 |  |  |  | 0.925 | 2.5365 | 0.1966 | 343.9241 | 0.096741 | 9.921% | 0.2509% | 0.00024892 |  |  | 0.925 | 2.5365 | 0.1966 | 343.9241 | 0.10391 | 20.1% | 0.2509% | 0.00050444
[5 empty] | 0.93 | 2.5626 | 0.18648 | 365.2326 | 0.088122 | 4.647% | 0.238% | 0.0001106 |  |  |  | 0.93 | 2.5626 | 0.18648 | 365.2326 | 0.10273 | 10.5% | 0.238% | 0.00024994 |  |  | 0.93 | 2.5626 | 0.18648 | 365.2326 | 0.11035 | 21.21% | 0.238% | 0.00050473
[5 empty] | 0.935 | 2.5902 | 0.1761 | 389.1825 | 0.093901 | 4.944% | 0.2247% | 0.00011112 |  |  |  | 0.935 | 2.5902 | 0.1761 | 389.1825 | 0.10947 | 11.15% | 0.2247% | 0.00025061 |  |  | 0.935 | 2.5902 | 0.1761 | 389.1825 | 0.11758 | 22.43% | 0.2247% | 0.0005041
[5 empty] | 0.94 | 2.6194 | 0.16545 | 416.3293 | 0.10045 | 5.28% | 0.2112% | 0.00011148 |  |  |  | 0.94 | 2.6194 | 0.16545 | 416.3293 | 0.11711 | 11.88% | 0.2112% | 0.00025086 |  |  | 0.94 | 2.6194 | 0.16545 | 416.3293 | 0.12579 | 23.79% | 0.2112% | 0.00050236
[5 empty] | 0.945 | 2.6507 | 0.1545 | 447.4032 | 0.10795 | 5.663% | 0.1972% | 0.00011165 |  |  |  | 0.945 | 2.6507 | 0.1545 | 447.4032 | 0.12585 | 12.71% | 0.1972% | 0.00025058 |  |  | 0.945 | 2.6507 | 0.1545 | 447.4032 | 0.13517 | 25.32% | 0.1972% | 0.00049929
[5 empty] | 0.95 | 2.6843 | 0.14324 | 483.3866 | 0.11663 | 6.104% | 0.1828% | 0.00011158 |  |  |  | 0.95 | 2.6843 | 0.14324 | 483.3866 | 0.13597 | 13.66% | 0.1828% | 0.00024967 |  |  | 0.95 | 2.6843 | 0.14324 | 483.3866 | 0.14605 | 27.05% | 0.1828% | 0.00049459
[5 empty] | 0.955 | 2.7207 | 0.13165 | 525.6375 | 0.12682 | 6.619% | 0.168% | 0.00011121 |  |  |  | 0.955 | 2.7207 | 0.13165 | 525.6375 | 0.14785 | 14.76% | 0.168% | 0.00024796 |  |  | 0.955 | 2.7207 | 0.13165 | 525.6375 | 0.15881 | 29.04% | 0.168% | 0.00048789
[5 empty] | 0.96 | 2.7605 | 0.11969 | 576.0948 | 0.139 | 7.231% | 0.1527% | 0.00011045 |  |  |  | 0.96 | 2.7605 | 0.11969 | 576.0948 | 0.16205 | 16.06% | 0.1527% | 0.00024524 |  |  | 0.96 | 2.7605 | 0.11969 | 576.0948 | 0.17406 | 31.34% | 0.1527% | 0.00047867
[5 empty] | 0.965 | 2.8046 | 0.10732 | 637.6402 | 0.15385 | 7.972% | 0.137% | 0.00010919 |  |  |  | 0.965 | 2.8046 | 0.10732 | 637.6402 | 0.17936 | 17.61% | 0.137% | 0.0002412 |  |  | 0.965 | 2.8046 | 0.10732 | 637.6402 | 0.19265 | 34.04% | 0.137% | 0.00046623
[5 empty] | 0.97 | 2.8542 | 0.094503 | 714.7784 | 0.17246 | 8.892% | 0.1206% | 0.00010725 |  |  |  | 0.97 | 2.8542 | 0.094503 | 714.7784 | 0.20106 | 19.52% | 0.1206% | 0.00023541 |  |  | 0.97 | 2.8542 | 0.094503 | 714.7784 | 0.21596 | 37.28% | 0.1206% | 0.00044961
[5 empty] | 0.975 | 2.9112 | 0.081174 | 815.0309 | 0.19665 | 10.07% | 0.1036% | 0.00010437 |  |  |  | 0.975 | 2.9112 | 0.081174 | 815.0309 | 0.22926 | 21.93% | 0.1036% | 0.00022721 |  |  | 0.975 | 2.9112 | 0.081174 | 815.0309 | 0.24625 | 41.25% | 0.1036% | 0.00042734
[5 empty] | 0.98 | 2.9787 | 0.067247 | 952.1365 | 0.22973 | 11.67% | 0.08582% | 0.00010013 |  |  |  | 0.98 | 2.9787 | 0.067247 | 952.1365 | 0.26782 | 25.12% | 0.08582% | 0.00021556 |  |  | 0.98 | 2.9787 | 0.067247 | 952.1365 | 0.28767 | 46.28% | 0.08582% | 0.00039718
[5 empty] | 0.985 | 3.0625 | 0.052598 | 1154.6891 | 0.2786 | 13.97% | 0.06713% | 9.3759e-05 |  |  |  | 0.985 | 3.0625 | 0.052598 | 1154.6891 | 0.3248 | 29.59% | 0.06713% | 0.0001986 |  |  | 0.985 | 3.0625 | 0.052598 | 1154.6891 | 0.34887 | 52.93% | 0.06713% | 0.00035531
[5 empty] | 0.99 | 3.175 | 0.037017 | 1496.1339 | 0.36098 | 17.71% | 0.04724% | 8.367e-05 |  |  |  | 0.99 | 3.175 | 0.037017 | 1496.1339 | 0.42084 | 36.52% | 0.04724% | 0.00017255 |  |  | 0.99 | 3.175 | 0.037017 | 1496.1339 | 0.45203 | 62.33% | 0.04724% | 0.00029447
[5 empty] | 0.995 | 3.3546 | 0.020083 | 2262.5443 | 0.5459 | 25.53% | 0.02563% | 6.5437e-05 |  |  |  | 0.995 | 3.3546 | 0.020083 | 2262.5443 | 0.63642 | 49.71% | 0.02563% | 0.00012741 |  |  | 0.995 | 3.3546 | 0.020083 | 2262.5443 | 0.68359 | 77.16% | 0.02563% | 0.00019776
Air Exchange Rate | AER | 6 | hr-1 |  | Light Exercise, Loudly Speaking | 1 | hr | 1.5 | 0.72 |  |  | R(ERq) |  |  |  | Light Exercise, Loudly Speaking | 2 | hr | 1.5 | 0.72 |  |  | R(ERq) |  |  | Light Exercise, Loudly Speaking | 4 | hr | 1.5 | 0.72 |  |  | R(ERq)
Particle Deposition Rate | k | 0.24 | hr-1 |  | Percentile Increment | log10ERq | pdf log10ERq | I*Erq | Avg quanta/m3 | PI(ERq) | PERq | PI(ERq)*PERq | Risk = | 0.0052152 |  | Percentile Increment | log10ERq | pdf log10ERq | I*Erq | Avg quanta/m3 | PI(ERq) | PERq | PI(ERq)*PERq | Risk = | 0.011192 | Percentile Increment | log10ERq | pdf log10ERq | I*Erq | Avg quanta/m3 | PI(ERq) | PERq | PI(ERq)*PERq | Risk = | 0.022774
Viral Inactivation Rate | λ | 0.63 | hr-1 |  | 0.005 | -0.3546 | 0.020083 | 0.44198 | 6.8725e-05 | 0.003711% | 0.02563% | 9.5117e-09 | Percentile = | 0.655 |  | 0.005 | -0.3546 | 0.020083 | 0.44198 | 7.4566e-05 | 0.008053% | 0.02563% | 2.064e-08 | Percentile = | 0.655 | 0.005 | -0.3546 | 0.020083 | 0.44198 | 7.7492e-05 | 0.01674% | 0.02563% | 4.2898e-08 | Percentile = | 0.65
| IVRR | 6.87 |  |  | 0.01 | -0.17497 | 0.037017 | 0.66839 | 0.00010393 | 0.005612% | 0.04724% | 2.6513e-08 | R(ERq)max = | 0.007271% |  | 0.01 | -0.17497 | 0.037017 | 0.66839 | 0.00011276 | 0.01218% | 0.04724% | 5.753e-08 | R(ERq)max = | 0.01544% | 0.01 | -0.17497 | 0.037017 | 0.66839 | 0.00011719 | 0.02531% | 0.04724% | 1.1957e-07 | R(ERq)max = | 0.0308%
[5 empty] | 0.015 | -0.062465 | 0.052598 | 0.86603 | 0.00013466 | 0.007272% | 0.06713% | 4.8811e-08 | PI 90% = | 2.198% |  | 0.015 | -0.062465 | 0.052598 | 0.86603 | 0.00014611 | 0.01578% | 0.06713% | 1.0592e-07 | PI 90% = | 4.708% | 0.015 | -0.062465 | 0.052598 | 0.86603 | 0.00015184 | 0.03279% | 0.06713% | 2.2013e-07 | PI 90% = | 9.538%
[5 empty] | 0.02 | 0.021301 | 0.067247 | 1.0503 | 0.00016331 | 0.008818% | 0.08582% | 7.5682e-08 | Percentile = | 0.9 |  | 0.02 | 0.021301 | 0.067247 | 1.0503 | 0.00017719 | 0.01913% | 0.08582% | 1.6422e-07 | Percentile = | 0.9 | 0.02 | 0.021301 | 0.067247 | 1.0503 | 0.00018414 | 0.03977% | 0.08582% | 3.4129e-07 | Percentile = | 0.9
[5 empty] | 0.025 | 0.088826 | 0.081174 | 1.2269 | 0.00019078 | 0.0103% | 0.1036% | 1.0672e-07 |  |  |  | 0.025 | 0.088826 | 0.081174 | 1.2269 | 0.000207 | 0.02235% | 0.1036% | 2.3157e-07 |  |  | 0.025 | 0.088826 | 0.081174 | 1.2269 | 0.00021512 | 0.04646% | 0.1036% | 4.8126e-07
[5 empty] | 0.03 | 0.14583 | 0.094503 | 1.399 | 0.00021754 | 0.01175% | 0.1206% | 1.4167e-07 |  |  |  | 0.03 | 0.14583 | 0.094503 | 1.399 | 0.00023603 | 0.02549% | 0.1206% | 3.074e-07 |  |  | 0.03 | 0.14583 | 0.094503 | 1.399 | 0.00024529 | 0.05297% | 0.1206% | 6.3885e-07
[5 empty] | 0.035 | 0.19542 | 0.10732 | 1.5683 | 0.00024386 | 0.01317% | 0.137% | 1.8035e-07 |  |  |  | 0.035 | 0.19542 | 0.10732 | 1.5683 | 0.00026458 | 0.02857% | 0.137% | 3.9132e-07 |  |  | 0.035 | 0.19542 | 0.10732 | 1.5683 | 0.00027497 | 0.05938% | 0.137% | 8.1323e-07
[5 empty] | 0.04 | 0.23951 | 0.11969 | 1.7358 | 0.00026991 | 0.01457% | 0.1527% | 2.2261e-07 |  |  |  | 0.04 | 0.23951 | 0.11969 | 1.7358 | 0.00029285 | 0.03162% | 0.1527% | 4.8302e-07 |  |  | 0.04 | 0.23951 | 0.11969 | 1.7358 | 0.00030434 | 0.06572% | 0.1527% | 1.0038e-06
[5 empty] | 0.045 | 0.27931 | 0.13165 | 1.9025 | 0.00029582 | 0.01597% | 0.168% | 2.6837e-07 |  |  |  | 0.045 | 0.27931 | 0.13165 | 1.9025 | 0.00032096 | 0.03466% | 0.168% | 5.823e-07 |  |  | 0.045 | 0.27931 | 0.13165 | 1.9025 | 0.00033356 | 0.07202% | 0.168% | 1.2101e-06
[5 empty] | 0.05 | 0.31571 | 0.14324 | 2.0687 | 0.00032167 | 0.01737% | 0.1828% | 3.1753e-07 |  |  |  | 0.05 | 0.31571 | 0.14324 | 2.0687 | 0.00034901 | 0.03769% | 0.1828% | 6.8895e-07 |  |  | 0.05 | 0.31571 | 0.14324 | 2.0687 | 0.00036271 | 0.07831% | 0.1828% | 1.4317e-06
[5 empty] | 0.055 | 0.3493 | 0.1545 | 2.2351 | 0.00034755 | 0.01877% | 0.1972% | 3.7002e-07 |  |  |  | 0.055 | 0.3493 | 0.1545 | 2.2351 | 0.00037708 | 0.04072% | 0.1972% | 8.0286e-07 |  |  | 0.055 | 0.3493 | 0.1545 | 2.2351 | 0.00039188 | 0.08461% | 0.1972% | 1.6684e-06
[5 empty] | 0.06 | 0.38056 | 0.16545 | 2.4019 | 0.00037349 | 0.02017% | 0.2112% | 4.2581e-07 |  |  |  | 0.06 | 0.38056 | 0.16545 | 2.4019 | 0.00040523 | 0.04376% | 0.2112% | 9.2389e-07 |  |  | 0.06 | 0.38056 | 0.16545 | 2.4019 | 0.00042113 | 0.09092% | 0.2112% | 1.9198e-06
[5 empty] | 0.065 | 0.40985 | 0.1761 | 2.5695 | 0.00039954 | 0.02157% | 0.2247% | 4.8484e-07 |  |  |  | 0.065 | 0.40985 | 0.1761 | 2.5695 | 0.00043349 | 0.04681% | 0.2247% | 1.052e-06 |  |  | 0.065 | 0.40985 | 0.1761 | 2.5695 | 0.00045051 | 0.09726% | 0.2247% | 2.1859e-06
[5 empty] | 0.07 | 0.43743 | 0.18648 | 2.738 | 0.00042574 | 0.02299% | 0.238% | 5.4709e-07 |  |  |  | 0.07 | 0.43743 | 0.18648 | 2.738 | 0.00046192 | 0.04987% | 0.238% | 1.187e-06 |  |  | 0.07 | 0.43743 | 0.18648 | 2.738 | 0.00048005 | 0.1036% | 0.238% | 2.4665e-06
[5 empty] | 0.075 | 0.46354 | 0.1966 | 2.9076 | 0.00045211 | 0.02441% | 0.2509% | 6.1251e-07 |  |  |  | 0.075 | 0.46354 | 0.1966 | 2.9076 | 0.00049054 | 0.05296% | 0.2509% | 1.3289e-06 |  |  | 0.075 | 0.46354 | 0.1966 | 2.9076 | 0.00050979 | 0.1101% | 0.2509% | 2.7614e-06
[5 empty] | 0.08 | 0.48835 | 0.20648 | 3.0786 | 0.0004787 | 0.02585% | 0.2635% | 6.8109e-07 |  |  |  | 0.08 | 0.48835 | 0.20648 | 3.0786 | 0.00051938 | 0.05608% | 0.2635% | 1.4777e-06 |  |  | 0.08 | 0.48835 | 0.20648 | 3.0786 | 0.00053976 | 0.1165% | 0.2635% | 3.0705e-06
[5 empty] | 0.085 | 0.51201 | 0.21612 | 3.251 | 0.0005055 | 0.02729% | 0.2758% | 7.5282e-07 |  |  |  | 0.085 | 0.51201 | 0.21612 | 3.251 | 0.00054847 | 0.05922% | 0.2758% | 1.6333e-06 |  |  | 0.085 | 0.51201 | 0.21612 | 3.251 | 0.00056999 | 0.123% | 0.2758% | 3.3938e-06
[5 empty] | 0.09 | 0.53466 | 0.22554 | 3.425 | 0.00053256 | 0.02875% | 0.2878% | 8.2767e-07 |  |  |  | 0.09 | 0.53466 | 0.22554 | 3.425 | 0.00057782 | 0.06239% | 0.2878% | 1.7957e-06 |  |  | 0.09 | 0.53466 | 0.22554 | 3.425 | 0.0006005 | 0.1296% | 0.2878% | 3.7311e-06
[5 empty] | 0.095 | 0.55638 | 0.23475 | 3.6007 | 0.00055988 | 0.03023% | 0.2996% | 9.0564e-07 |  |  |  | 0.095 | 0.55638 | 0.23475 | 3.6007 | 0.00060746 | 0.06558% | 0.2996% | 1.9649e-06 |  |  | 0.095 | 0.55638 | 0.23475 | 3.6007 | 0.0006313 | 0.1363% | 0.2996% | 4.0825e-06
[5 empty] | 0.1 | 0.57728 | 0.24375 | 3.7782 | 0.00058748 | 0.03172% | 0.3111% | 9.8671e-07 |  |  |  | 0.1 | 0.57728 | 0.24375 | 3.7782 | 0.00063741 | 0.06882% | 0.3111% | 2.1407e-06 |  |  | 0.1 | 0.57728 | 0.24375 | 3.7782 | 0.00066243 | 0.143% | 0.3111% | 4.4479e-06
[5 empty] | 0.105 | 0.59743 | 0.25255 | 3.9576 | 0.00061538 | 0.03323% | 0.3223% | 1.0709e-06 |  |  |  | 0.105 | 0.59743 | 0.25255 | 3.9576 | 0.00066768 | 0.07208% | 0.3223% | 2.3233e-06 |  |  | 0.105 | 0.59743 | 0.25255 | 3.9576 | 0.00069388 | 0.1498% | 0.3223% | 4.8272e-06
[5 empty] | 0.11 | 0.6169 | 0.26116 | 4.139 | 0.00064359 | 0.03475% | 0.3333% | 1.1582e-06 |  |  |  | 0.11 | 0.6169 | 0.26116 | 4.139 | 0.00069829 | 0.07539% | 0.3333% | 2.5127e-06 |  |  | 0.11 | 0.6169 | 0.26116 | 4.139 | 0.0007257 | 0.1566% | 0.3333% | 5.2204e-06
[5 empty] | 0.115 | 0.63574 | 0.26959 | 4.3226 | 0.00067213 | 0.03629% | 0.3441% | 1.2485e-06 |  |  |  | 0.115 | 0.63574 | 0.26959 | 4.3226 | 0.00072925 | 0.07873% | 0.3441% | 2.7087e-06 |  |  | 0.115 | 0.63574 | 0.26959 | 4.3226 | 0.00075787 | 0.1636% | 0.3441% | 5.6276e-06
[5 empty] | 0.12 | 0.65401 | 0.27783 | 4.5083 | 0.000701 | 0.03785% | 0.3546% | 1.342e-06 |  |  |  | 0.12 | 0.65401 | 0.27783 | 4.5083 | 0.00076058 | 0.08211% | 0.3546% | 2.9114e-06 |  |  | 0.12 | 0.65401 | 0.27783 | 4.5083 | 0.00079043 | 0.1706% | 0.3546% | 6.0487e-06
[5 empty] | 0.125 | 0.67175 | 0.28591 | 4.6962 | 0.00073023 | 0.03942% | 0.3649% | 1.4385e-06 |  |  |  | 0.125 | 0.67175 | 0.28591 | 4.6962 | 0.00079229 | 0.08553% | 0.3649% | 3.1209e-06 |  |  | 0.125 | 0.67175 | 0.28591 | 4.6962 | 0.00082339 | 0.1777% | 0.3649% | 6.4837e-06
[5 empty] | 0.13 | 0.689 | 0.29381 | 4.8865 | 0.00075982 | 0.04102% | 0.375% | 1.5382e-06 |  |  |  | 0.13 | 0.689 | 0.29381 | 4.8865 | 0.00082439 | 0.08899% | 0.375% | 3.3371e-06 |  |  | 0.13 | 0.689 | 0.29381 | 4.8865 | 0.00085675 | 0.1849% | 0.375% | 6.9327e-06
[5 empty] | 0.135 | 0.70579 | 0.30155 | 5.0792 | 0.00078978 | 0.04264% | 0.3849% | 1.641e-06 |  |  |  | 0.135 | 0.70579 | 0.30155 | 5.0792 | 0.0008569 | 0.0925% | 0.3849% | 3.56e-06 |  |  | 0.135 | 0.70579 | 0.30155 | 5.0792 | 0.00089053 | 0.1922% | 0.3849% | 7.3957e-06
[5 empty] | 0.14 | 0.72217 | 0.30913 | 5.2744 | 0.00082013 | 0.04428% | 0.3945% | 1.7469e-06 |  |  |  | 0.14 | 0.72217 | 0.30913 | 5.2744 | 0.00088983 | 0.09606% | 0.3945% | 3.7896e-06 |  |  | 0.14 | 0.72217 | 0.30913 | 5.2744 | 0.00092475 | 0.1995% | 0.3945% | 7.8727e-06
[5 empty] | 0.145 | 0.73815 | 0.31656 | 5.4721 | 0.00085087 | 0.04594% | 0.404% | 1.8558e-06 |  |  |  | 0.145 | 0.73815 | 0.31656 | 5.4721 | 0.00092318 | 0.09965% | 0.404% | 4.0261e-06 |  |  | 0.145 | 0.73815 | 0.31656 | 5.4721 | 0.00095942 | 0.207% | 0.404% | 8.3636e-06
[5 empty] | 0.15 | 0.75377 | 0.32383 | 5.6724 | 0.00088202 | 0.04762% | 0.4133% | 1.968e-06 |  |  |  | 0.15 | 0.75377 | 0.32383 | 5.6724 | 0.00095698 | 0.1033% | 0.4133% | 4.2693e-06 |  |  | 0.15 | 0.75377 | 0.32383 | 5.6724 | 0.00099454 | 0.2146% | 0.4133% | 8.8687e-06
[5 empty] | 0.155 | 0.76904 | 0.33096 | 5.8754 | 0.00091359 | 0.04932% | 0.4224% | 2.0832e-06 |  |  |  | 0.155 | 0.76904 | 0.33096 | 5.8754 | 0.00099123 | 0.107% | 0.4224% | 4.5193e-06 |  |  | 0.155 | 0.76904 | 0.33096 | 5.8754 | 0.0010301 | 0.2223% | 0.4224% | 9.3878e-06
[5 empty] | 0.16 | 0.78399 | 0.33793 | 6.0812 | 0.00094559 | 0.05105% | 0.4313% | 2.2016e-06 |  |  |  | 0.16 | 0.78399 | 0.33793 | 6.0812 | 0.001026 | 0.1107% | 0.4313% | 4.7761e-06 |  |  | 0.16 | 0.78399 | 0.33793 | 6.0812 | 0.0010662 | 0.23% | 0.4313% | 9.9211e-06
[5 empty] | 0.165 | 0.79864 | 0.34477 | 6.2898 | 0.00097802 | 0.0528% | 0.44% | 2.3232e-06 |  |  |  | 0.165 | 0.79864 | 0.34477 | 6.2898 | 0.0010611 | 0.1145% | 0.44% | 5.0397e-06 |  |  | 0.165 | 0.79864 | 0.34477 | 6.2898 | 0.0011028 | 0.2379% | 0.44% | 1.0469e-05
[5 empty] | 0.17 | 0.813 | 0.35146 | 6.5013 | 0.0010109 | 0.05457% | 0.4485% | 2.4479e-06 |  |  |  | 0.17 | 0.813 | 0.35146 | 6.5013 | 0.0010968 | 0.1184% | 0.4485% | 5.3102e-06 |  |  | 0.17 | 0.813 | 0.35146 | 6.5013 | 0.0011399 | 0.2459% | 0.4485% | 1.103e-05
[5 empty] | 0.175 | 0.8271 | 0.35802 | 6.7158 | 0.0010443 | 0.05637% | 0.4569% | 2.5758e-06 |  |  |  | 0.175 | 0.8271 | 0.35802 | 6.7158 | 0.001133 | 0.1223% | 0.4569% | 5.5876e-06 |  |  | 0.175 | 0.8271 | 0.35802 | 6.7158 | 0.0011775 | 0.254% | 0.4569% | 1.1606e-05
[5 empty] | 0.18 | 0.84094 | 0.36444 | 6.9333 | 0.0010781 | 0.0582% | 0.4651% | 2.7069e-06 |  |  |  | 0.18 | 0.84094 | 0.36444 | 6.9333 | 0.0011697 | 0.1262% | 0.4651% | 5.872e-06 |  |  | 0.18 | 0.84094 | 0.36444 | 6.9333 | 0.0012156 | 0.2622% | 0.4651% | 1.2197e-05
[5 empty] | 0.185 | 0.85454 | 0.37074 | 7.1538 | 0.0011124 | 0.06005% | 0.4731% | 2.8412e-06 |  |  |  | 0.185 | 0.85454 | 0.37074 | 7.1538 | 0.0012069 | 0.1303% | 0.4731% | 6.1632e-06 |  |  | 0.185 | 0.85454 | 0.37074 | 7.1538 | 0.0012543 | 0.2706% | 0.4731% | 1.2801e-05
[5 empty] | 0.19 | 0.86791 | 0.3769 | 7.3776 | 0.0011472 | 0.06193% | 0.481% | 2.9788e-06 |  |  |  | 0.19 | 0.86791 | 0.3769 | 7.3776 | 0.0012447 | 0.1343% | 0.481% | 6.4615e-06 |  |  | 0.19 | 0.86791 | 0.3769 | 7.3776 | 0.0012935 | 0.279% | 0.481% | 1.342e-05
[5 empty] | 0.195 | 0.88108 | 0.38293 | 7.6046 | 0.0011825 | 0.06383% | 0.4887% | 3.1195e-06 |  |  |  | 0.195 | 0.88108 | 0.38293 | 7.6046 | 0.001283 | 0.1385% | 0.4887% | 6.7668e-06 |  |  | 0.195 | 0.88108 | 0.38293 | 7.6046 | 0.0013333 | 0.2876% | 0.4887% | 1.4054e-05
[5 empty] | 0.2 | 0.89403 | 0.38884 | 7.8349 | 0.0012183 | 0.06577% | 0.4962% | 3.2636e-06 |  |  |  | 0.2 | 0.89403 | 0.38884 | 7.8349 | 0.0013218 | 0.1427% | 0.4962% | 7.0791e-06 |  |  | 0.2 | 0.89403 | 0.38884 | 7.8349 | 0.0013737 | 0.2963% | 0.4962% | 1.4703e-05
[5 empty] | 0.205 | 0.9068 | 0.39462 | 8.0686 | 0.0012546 | 0.06773% | 0.5036% | 3.4108e-06 |  |  |  | 0.205 | 0.9068 | 0.39462 | 8.0686 | 0.0013612 | 0.1469% | 0.5036% | 7.3985e-06 |  |  | 0.205 | 0.9068 | 0.39462 | 8.0686 | 0.0014147 | 0.3051% | 0.5036% | 1.5366e-05
[5 empty] | 0.21 | 0.91938 | 0.40028 | 8.3057 | 0.0012915 | 0.06972% | 0.5108% | 3.5614e-06 |  |  |  | 0.21 | 0.91938 | 0.40028 | 8.3057 | 0.0014012 | 0.1512% | 0.5108% | 7.725e-06 |  |  | 0.21 | 0.91938 | 0.40028 | 8.3057 | 0.0014562 | 0.3141% | 0.5108% | 1.6043e-05
[5 empty] | 0.215 | 0.93178 | 0.40582 | 8.5464 | 0.0013289 | 0.07174% | 0.5179% | 3.7153e-06 |  |  |  | 0.215 | 0.93178 | 0.40582 | 8.5464 | 0.0014418 | 0.1556% | 0.5179% | 8.0587e-06 |  |  | 0.215 | 0.93178 | 0.40582 | 8.5464 | 0.0014984 | 0.3231% | 0.5179% | 1.6736e-05
[5 empty] | 0.22 | 0.94402 | 0.41124 | 8.7906 | 0.0013669 | 0.07378% | 0.5248% | 3.8725e-06 |  |  |  | 0.22 | 0.94402 | 0.41124 | 8.7906 | 0.0014831 | 0.16% | 0.5248% | 8.3996e-06 |  |  | 0.22 | 0.94402 | 0.41124 | 8.7906 | 0.0015413 | 0.3324% | 0.5248% | 1.7443e-05
[5 empty] | 0.225 | 0.9561 | 0.41655 | 9.0386 | 0.0014054 | 0.07587% | 0.5316% | 4.033e-06 |  |  |  | 0.225 | 0.9561 | 0.41655 | 9.0386 | 0.0015249 | 0.1646% | 0.5316% | 8.7477e-06 |  |  | 0.225 | 0.9561 | 0.41655 | 9.0386 | 0.0015847 | 0.3417% | 0.5316% | 1.8166e-05
[5 empty] | 0.23 | 0.96803 | 0.42173 | 9.2903 | 0.0014446 | 0.07798% | 0.5382% | 4.197e-06 |  |  |  | 0.23 | 0.96803 | 0.42173 | 9.2903 | 0.0015674 | 0.1691% | 0.5382% | 9.1031e-06 |  |  | 0.23 | 0.96803 | 0.42173 | 9.2903 | 0.0016289 | 0.3512% | 0.5382% | 1.8904e-05
[5 empty] | 0.235 | 0.97982 | 0.42681 | 9.5459 | 0.0014843 | 0.08012% | 0.5447% | 4.3642e-06 |  |  |  | 0.235 | 0.97982 | 0.42681 | 9.5459 | 0.0016105 | 0.1738% | 0.5447% | 9.4658e-06 |  |  | 0.235 | 0.97982 | 0.42681 | 9.5459 | 0.0016737 | 0.3609% | 0.5447% | 1.9656e-05
[5 empty] | 0.24 | 0.99146 | 0.43177 | 9.8053 | 0.0015247 | 0.0823% | 0.551% | 4.5349e-06 |  |  |  | 0.24 | 0.99146 | 0.43177 | 9.8053 | 0.0016542 | 0.1785% | 0.551% | 9.8359e-06 |  |  | 0.24 | 0.99146 | 0.43177 | 9.8053 | 0.0017192 | 0.3707% | 0.551% | 2.0424e-05
[5 empty] | 0.245 | 1.003 | 0.43662 | 10.0688 | 0.0015656 | 0.08451% | 0.5572% | 4.709e-06 |  |  |  | 0.245 | 1.003 | 0.43662 | 10.0688 | 0.0016987 | 0.1833% | 0.5572% | 1.0213e-05 |  |  | 0.245 | 1.003 | 0.43662 | 10.0688 | 0.0017654 | 0.3806% | 0.5572% | 2.1207e-05
[5 empty] | 0.25 | 1.0144 | 0.44136 | 10.3364 | 0.0016072 | 0.08675% | 0.5633% | 4.8866e-06 |  |  |  | 0.25 | 1.0144 | 0.44136 | 10.3364 | 0.0017438 | 0.1882% | 0.5633% | 1.0598e-05 |  |  | 0.25 | 1.0144 | 0.44136 | 10.3364 | 0.0018123 | 0.3907% | 0.5633% | 2.2006e-05
[5 empty] | 0.255 | 1.0256 | 0.44599 | 10.6081 | 0.0016495 | 0.08903% | 0.5692% | 5.0676e-06 |  |  |  | 0.255 | 1.0256 | 0.44599 | 10.6081 | 0.0017897 | 0.1931% | 0.5692% | 1.0991e-05 |  |  | 0.255 | 1.0256 | 0.44599 | 10.6081 | 0.0018599 | 0.4009% | 0.5692% | 2.282e-05
[5 empty] | 0.26 | 1.0368 | 0.45051 | 10.8841 | 0.0016924 | 0.09135% | 0.575% | 5.2521e-06 |  |  |  | 0.26 | 1.0368 | 0.45051 | 10.8841 | 0.0018362 | 0.1981% | 0.575% | 1.1391e-05 |  |  | 0.26 | 1.0368 | 0.45051 | 10.8841 | 0.0019083 | 0.4113% | 0.575% | 2.365e-05
[5 empty] | 0.265 | 1.0478 | 0.45492 | 11.1644 | 0.001736 | 0.0937% | 0.5806% | 5.4401e-06 |  |  |  | 0.265 | 1.0478 | 0.45492 | 11.1644 | 0.0018835 | 0.2032% | 0.5806% | 1.1798e-05 |  |  | 0.265 | 1.0478 | 0.45492 | 11.1644 | 0.0019574 | 0.4219% | 0.5806% | 2.4496e-05
[5 empty] | 0.27 | 1.0588 | 0.45923 | 11.4492 | 0.0017803 | 0.09609% | 0.5861% | 5.6316e-06 |  |  |  | 0.27 | 1.0588 | 0.45923 | 11.4492 | 0.0019316 | 0.2084% | 0.5861% | 1.2214e-05 |  |  | 0.27 | 1.0588 | 0.45923 | 11.4492 | 0.0020074 | 0.4327% | 0.5861% | 2.5357e-05
[5 empty] | 0.275 | 1.0696 | 0.46343 | 11.7385 | 0.0018253 | 0.09852% | 0.5914% | 5.8267e-06 |  |  |  | 0.275 | 1.0696 | 0.46343 | 11.7385 | 0.0019804 | 0.2137% | 0.5914% | 1.2636e-05 |  |  | 0.275 | 1.0696 | 0.46343 | 11.7385 | 0.0020581 | 0.4436% | 0.5914% | 2.6235e-05
[5 empty] | 0.28 | 1.0804 | 0.46753 | 12.0325 | 0.001871 | 0.101% | 0.5967% | 6.0253e-06 |  |  |  | 0.28 | 1.0804 | 0.46753 | 12.0325 | 0.00203 | 0.219% | 0.5967% | 1.3067e-05 |  |  | 0.28 | 1.0804 | 0.46753 | 12.0325 | 0.0021096 | 0.4546% | 0.5967% | 2.7128e-05
[5 empty] | 0.285 | 1.091 | 0.47153 | 12.3311 | 0.0019174 | 0.1035% | 0.6018% | 6.2276e-06 |  |  |  | 0.285 | 1.091 | 0.47153 | 12.3311 | 0.0020804 | 0.2244% | 0.6018% | 1.3506e-05 |  |  | 0.285 | 1.091 | 0.47153 | 12.3311 | 0.002162 | 0.4659% | 0.6018% | 2.8037e-05
[5 empty] | 0.29 | 1.1016 | 0.47542 | 12.6346 | 0.0019646 | 0.106% | 0.6067% | 6.4335e-06 |  |  |  | 0.29 | 1.1016 | 0.47542 | 12.6346 | 0.0021316 | 0.2299% | 0.6067% | 1.3952e-05 |  |  | 0.29 | 1.1016 | 0.47542 | 12.6346 | 0.0022152 | 0.4773% | 0.6067% | 2.8963e-05
[5 empty] | 0.295 | 1.112 | 0.47921 | 12.9431 | 0.0020126 | 0.1086% | 0.6116% | 6.643e-06 |  |  |  | 0.295 | 1.112 | 0.47921 | 12.9431 | 0.0021836 | 0.2356% | 0.6116% | 1.4406e-05 |  |  | 0.295 | 1.112 | 0.47921 | 12.9431 | 0.0022693 | 0.489% | 0.6116% | 2.9905e-05
[5 empty] | 0.3 | 1.1224 | 0.48291 | 13.2566 | 0.0020613 | 0.1112% | 0.6163% | 6.8563e-06 |  |  |  | 0.3 | 1.1224 | 0.48291 | 13.2566 | 0.0022365 | 0.2412% | 0.6163% | 1.4868e-05 |  |  | 0.3 | 1.1224 | 0.48291 | 13.2566 | 0.0023243 | 0.5008% | 0.6163% | 3.0863e-05
[5 empty] | 0.305 | 1.1327 | 0.4865 | 13.5752 | 0.0021109 | 0.1139% | 0.6209% | 7.0732e-06 |  |  |  | 0.305 | 1.1327 | 0.4865 | 13.5752 | 0.0022903 | 0.247% | 0.6209% | 1.5338e-05 |  |  | 0.305 | 1.1327 | 0.4865 | 13.5752 | 0.0023801 | 0.5128% | 0.6209% | 3.1838e-05
[5 empty] | 0.31 | 1.143 | 0.48999 | 13.8991 | 0.0021612 | 0.1166% | 0.6253% | 7.2939e-06 |  |  |  | 0.31 | 1.143 | 0.48999 | 13.8991 | 0.0023449 | 0.2529% | 0.6253% | 1.5817e-05 |  |  | 0.31 | 1.143 | 0.48999 | 13.8991 | 0.0024369 | 0.525% | 0.6253% | 3.283e-05
[5 empty] | 0.315 | 1.1532 | 0.49339 | 14.2284 | 0.0022124 | 0.1194% | 0.6297% | 7.5183e-06 |  |  |  | 0.315 | 1.1532 | 0.49339 | 14.2284 | 0.0024005 | 0.2589% | 0.6297% | 1.6303e-05 |  |  | 0.315 | 1.1532 | 0.49339 | 14.2284 | 0.0024947 | 0.5374% | 0.6297% | 3.3839e-05
[5 empty] | 0.32 | 1.1633 | 0.49668 | 14.5632 | 0.0022645 | 0.1222% | 0.6339% | 7.7465e-06 |  |  |  | 0.32 | 1.1633 | 0.49668 | 14.5632 | 0.0024569 | 0.265% | 0.6339% | 1.6798e-05 |  |  | 0.32 | 1.1633 | 0.49668 | 14.5632 | 0.0025534 | 0.55% | 0.6339% | 3.4864e-05
[5 empty] | 0.325 | 1.1733 | 0.49988 | 14.9036 | 0.0023174 | 0.1251% | 0.638% | 7.9785e-06 |  |  |  | 0.325 | 1.1733 | 0.49988 | 14.9036 | 0.0025144 | 0.2712% | 0.638% | 1.73e-05 |  |  | 0.325 | 1.1733 | 0.49988 | 14.9036 | 0.002613 | 0.5628% | 0.638% | 3.5906e-05
[5 empty] | 0.33 | 1.1833 | 0.50298 | 15.2497 | 0.0023712 | 0.128% | 0.6419% | 8.2144e-06 |  |  |  | 0.33 | 1.1833 | 0.50298 | 15.2497 | 0.0025728 | 0.2775% | 0.6419% | 1.7812e-05 |  |  | 0.33 | 1.1833 | 0.50298 | 15.2497 | 0.0026737 | 0.5759% | 0.6419% | 3.6966e-05
[5 empty] | 0.335 | 1.1932 | 0.50599 | 15.6018 | 0.002426 | 0.1309% | 0.6458% | 8.4541e-06 |  |  |  | 0.335 | 1.1932 | 0.50599 | 15.6018 | 0.0026321 | 0.2839% | 0.6458% | 1.8331e-05 |  |  | 0.335 | 1.1932 | 0.50599 | 15.6018 | 0.0027354 | 0.5891% | 0.6458% | 3.8043e-05
[5 empty] | 0.34 | 1.203 | 0.5089 | 15.9598 | 0.0024816 | 0.1339% | 0.6495% | 8.6977e-06 |  |  |  | 0.34 | 1.203 | 0.5089 | 15.9598 | 0.0026925 | 0.2904% | 0.6495% | 1.8859e-05 |  |  | 0.34 | 1.203 | 0.5089 | 15.9598 | 0.0027982 | 0.6026% | 0.6495% | 3.9137e-05
[5 empty] | 0.345 | 1.2128 | 0.51172 | 16.3239 | 0.0025383 | 0.137% | 0.6531% | 8.9453e-06 |  |  |  | 0.345 | 1.2128 | 0.51172 | 16.3239 | 0.002754 | 0.297% | 0.6531% | 1.9395e-05 |  |  | 0.345 | 1.2128 | 0.51172 | 16.3239 | 0.0028621 | 0.6163% | 0.6531% | 4.0249e-05
[5 empty] | 0.35 | 1.2226 | 0.51444 | 16.6943 | 0.0025959 | 0.1401% | 0.6565% | 9.1968e-06 |  |  |  | 0.35 | 1.2226 | 0.51444 | 16.6943 | 0.0028165 | 0.3037% | 0.6565% | 1.994e-05 |  |  | 0.35 | 1.2226 | 0.51444 | 16.6943 | 0.002927 | 0.6302% | 0.6565% | 4.1378e-05
[5 empty] | 0.355 | 1.2323 | 0.51707 | 17.0712 | 0.0026545 | 0.1432% | 0.6599% | 9.4523e-06 |  |  |  | 0.355 | 1.2323 | 0.51707 | 17.0712 | 0.00288 | 0.3106% | 0.6599% | 2.0494e-05 |  |  | 0.355 | 1.2323 | 0.51707 | 17.0712 | 0.0029931 | 0.6444% | 0.6599% | 4.2526e-05
[5 empty] | 0.36 | 1.2419 | 0.51961 | 17.4546 | 0.0027141 | 0.1465% | 0.6631% | 9.7119e-06 |  |  |  | 0.36 | 1.2419 | 0.51961 | 17.4546 | 0.0029447 | 0.3175% | 0.6631% | 2.1056e-05 |  |  | 0.36 | 1.2419 | 0.51961 | 17.4546 | 0.0030603 | 0.6588% | 0.6631% | 4.3691e-05
[5 empty] | 0.365 | 1.2515 | 0.52205 | 17.8447 | 0.0027747 | 0.1497% | 0.6663% | 9.9754e-06 |  |  |  | 0.365 | 1.2515 | 0.52205 | 17.8447 | 0.0030105 | 0.3246% | 0.6663% | 2.1627e-05 |  |  | 0.365 | 1.2515 | 0.52205 | 17.8447 | 0.0031287 | 0.6735% | 0.6663% | 4.4874e-05
[5 empty] | 0.37 | 1.2611 | 0.5244 | 18.2417 | 0.0028365 | 0.1531% | 0.6693% | 1.0243e-05 |  |  |  | 0.37 | 1.2611 | 0.5244 | 18.2417 | 0.0030775 | 0.3318% | 0.6693% | 2.2207e-05 |  |  | 0.37 | 1.2611 | 0.5244 | 18.2417 | 0.0031983 | 0.6885% | 0.6693% | 4.6075e-05
[5 empty] | 0.375 | 1.2706 | 0.52666 | 18.6457 | 0.0028993 | 0.1564% | 0.6721% | 1.0515e-05 |  |  |  | 0.375 | 1.2706 | 0.52666 | 18.6457 | 0.0031457 | 0.3392% | 0.6721% | 2.2796e-05 |  |  | 0.375 | 1.2706 | 0.52666 | 18.6457 | 0.0032691 | 0.7036% | 0.6721% | 4.7295e-05
[5 empty] | 0.38 | 1.2801 | 0.52883 | 19.057 | 0.0029632 | 0.1599% | 0.6749% | 1.0791e-05 |  |  |  | 0.38 | 1.2801 | 0.52883 | 19.057 | 0.0032151 | 0.3466% | 0.6749% | 2.3394e-05 |  |  | 0.38 | 1.2801 | 0.52883 | 19.057 | 0.0033412 | 0.7191% | 0.6749% | 4.8533e-05
[5 empty] | 0.385 | 1.2895 | 0.5309 | 19.4756 | 0.0030283 | 0.1634% | 0.6776% | 1.1071e-05 |  |  |  | 0.385 | 1.2895 | 0.5309 | 19.4756 | 0.0032857 | 0.3542% | 0.6776% | 2.4001e-05 |  |  | 0.385 | 1.2895 | 0.5309 | 19.4756 | 0.0034146 | 0.7348% | 0.6776% | 4.979e-05
[5 empty] | 0.39 | 1.2989 | 0.53289 | 19.9017 | 0.0030946 | 0.167% | 0.6801% | 1.1355e-05 |  |  |  | 0.39 | 1.2989 | 0.53289 | 19.9017 | 0.0033576 | 0.362% | 0.6801% | 2.4617e-05 |  |  | 0.39 | 1.2989 | 0.53289 | 19.9017 | 0.0034894 | 0.7509% | 0.6801% | 5.1066e-05
[5 empty] | 0.395 | 1.3083 | 0.53478 | 20.3356 | 0.003162 | 0.1706% | 0.6825% | 1.1644e-05 |  |  |  | 0.395 | 1.3083 | 0.53478 | 20.3356 | 0.0034308 | 0.3698% | 0.6825% | 2.5242e-05 |  |  | 0.395 | 1.3083 | 0.53478 | 20.3356 | 0.0035654 | 0.7672% | 0.6825% | 5.236e-05
[5 empty] | 0.4 | 1.3176 | 0.53659 | 20.7773 | 0.0032307 | 0.1743% | 0.6848% | 1.1937e-05 |  |  |  | 0.4 | 1.3176 | 0.53659 | 20.7773 | 0.0035053 | 0.3779% | 0.6848% | 2.5876e-05 |  |  | 0.4 | 1.3176 | 0.53659 | 20.7773 | 0.0036429 | 0.7838% | 0.6848% | 5.3674e-05
[5 empty] | 0.405 | 1.3269 | 0.5383 | 21.2272 | 0.0033007 | 0.1781% | 0.687% | 1.2234e-05 |  |  |  | 0.405 | 1.3269 | 0.5383 | 21.2272 | 0.0035812 | 0.386% | 0.687% | 2.652e-05 |  |  | 0.405 | 1.3269 | 0.5383 | 21.2272 | 0.0037218 | 0.8007% | 0.687% | 5.5006e-05
[5 empty] | 0.41 | 1.3362 | 0.53993 | 21.6854 | 0.0033719 | 0.1819% | 0.6891% | 1.2536e-05 |  |  |  | 0.41 | 1.3362 | 0.53993 | 21.6854 | 0.0036585 | 0.3943% | 0.6891% | 2.7173e-05 |  |  | 0.41 | 1.3362 | 0.53993 | 21.6854 | 0.0038021 | 0.8179% | 0.6891% | 5.6358e-05
[5 empty] | 0.415 | 1.3454 | 0.54146 | 22.1521 | 0.0034445 | 0.1858% | 0.691% | 1.2841e-05 |  |  |  | 0.415 | 1.3454 | 0.54146 | 22.1521 | 0.0037372 | 0.4028% | 0.691% | 2.7835e-05 |  |  | 0.415 | 1.3454 | 0.54146 | 22.1521 | 0.0038839 | 0.8354% | 0.691% | 5.773e-05
[5 empty] | 0.42 | 1.3546 | 0.54291 | 22.6275 | 0.0035184 | 0.1898% | 0.6929% | 1.3152e-05 |  |  |  | 0.42 | 1.3546 | 0.54291 | 22.6275 | 0.0038174 | 0.4114% | 0.6929% | 2.8507e-05 |  |  | 0.42 | 1.3546 | 0.54291 | 22.6275 | 0.0039673 | 0.8533% | 0.6929% | 5.9121e-05
[5 empty] | 0.425 | 1.3638 | 0.54427 | 23.1119 | 0.0035937 | 0.1939% | 0.6946% | 1.3467e-05 |  |  |  | 0.425 | 1.3638 | 0.54427 | 23.1119 | 0.0038992 | 0.4202% | 0.6946% | 2.9189e-05 |  |  | 0.425 | 1.3638 | 0.54427 | 23.1119 | 0.0040522 | 0.8715% | 0.6946% | 6.0532e-05
[5 empty] | 0.43 | 1.373 | 0.54553 | 23.6054 | 0.0036705 | 0.198% | 0.6962% | 1.3786e-05 |  |  |  | 0.43 | 1.373 | 0.54553 | 23.6054 | 0.0039824 | 0.4292% | 0.6962% | 2.9881e-05 |  |  | 0.43 | 1.373 | 0.54553 | 23.6054 | 0.0041387 | 0.89% | 0.6962% | 6.1963e-05
[5 empty] | 0.435 | 1.3822 | 0.54672 | 24.1083 | 0.0037487 | 0.2022% | 0.6977% | 1.411e-05 |  |  |  | 0.435 | 1.3822 | 0.54672 | 24.1083 | 0.0040673 | 0.4383% | 0.6977% | 3.0582e-05 |  |  | 0.435 | 1.3822 | 0.54672 | 24.1083 | 0.0042269 | 0.9089% | 0.6977% | 6.3414e-05
[5 empty] | 0.44 | 1.3913 | 0.54781 | 24.6208 | 0.0038284 | 0.2065% | 0.6991% | 1.4438e-05 |  |  |  | 0.44 | 1.3913 | 0.54781 | 24.6208 | 0.0041537 | 0.4476% | 0.6991% | 3.1293e-05 |  |  | 0.44 | 1.3913 | 0.54781 | 24.6208 | 0.0043167 | 0.9281% | 0.6991% | 6.4885e-05
[5 empty] | 0.445 | 1.4004 | 0.54881 | 25.1432 | 0.0039096 | 0.2109% | 0.7004% | 1.4771e-05 |  |  |  | 0.445 | 1.4004 | 0.54881 | 25.1432 | 0.0042419 | 0.4571% | 0.7004% | 3.2014e-05 |  |  | 0.445 | 1.4004 | 0.54881 | 25.1432 | 0.0044083 | 0.9477% | 0.7004% | 6.6377e-05
[5 empty] | 0.45 | 1.4095 | 0.54973 | 25.6758 | 0.0039924 | 0.2154% | 0.7016% | 1.5109e-05 |  |  |  | 0.45 | 1.4095 | 0.54973 | 25.6758 | 0.0043317 | 0.4667% | 0.7016% | 3.2745e-05 |  |  | 0.45 | 1.4095 | 0.54973 | 25.6758 | 0.0045017 | 0.9677% | 0.7016% | 6.7889e-05
[5 empty] | 0.455 | 1.4186 | 0.55056 | 26.2188 | 0.0040768 | 0.2199% | 0.7026% | 1.5452e-05 |  |  |  | 0.455 | 1.4186 | 0.55056 | 26.2188 | 0.0044233 | 0.4766% | 0.7026% | 3.3486e-05 |  |  | 0.455 | 1.4186 | 0.55056 | 26.2188 | 0.0045969 | 0.988% | 0.7026% | 6.9422e-05
[5 empty] | 0.46 | 1.4277 | 0.5513 | 26.7724 | 0.0041629 | 0.2245% | 0.7036% | 1.5799e-05 |  |  |  | 0.46 | 1.4277 | 0.5513 | 26.7724 | 0.0045167 | 0.4866% | 0.7036% | 3.4238e-05 |  |  | 0.46 | 1.4277 | 0.5513 | 26.7724 | 0.004694 | 1.009% | 0.7036% | 7.0976e-05
[5 empty] | 0.465 | 1.4368 | 0.55195 | 27.3371 | 0.0042507 | 0.2293% | 0.7044% | 1.6151e-05 |  |  |  | 0.465 | 1.4368 | 0.55195 | 27.3371 | 0.004612 | 0.4969% | 0.7044% | 3.5e-05 |  |  | 0.465 | 1.4368 | 0.55195 | 27.3371 | 0.004793 | 1.03% | 0.7044% | 7.2551e-05
[5 empty] | 0.47 | 1.4458 | 0.55252 | 27.9129 | 0.0043403 | 0.2341% | 0.7051% | 1.6507e-05 |  |  |  | 0.47 | 1.4458 | 0.55252 | 27.9129 | 0.0047091 | 0.5073% | 0.7051% | 3.5772e-05 |  |  | 0.47 | 1.4458 | 0.55252 | 27.9129 | 0.004894 | 1.052% | 0.7051% | 7.4148e-05
[5 empty] | 0.475 | 1.4549 | 0.553 | 28.5004 | 0.0044316 | 0.239% | 0.7058% | 1.6869e-05 |  |  |  | 0.475 | 1.4549 | 0.553 | 28.5004 | 0.0048083 | 0.5179% | 0.7058% | 3.6554e-05 |  |  | 0.475 | 1.4549 | 0.553 | 28.5004 | 0.004997 | 1.074% | 0.7058% | 7.5765e-05
[5 empty] | 0.48 | 1.4639 | 0.55339 | 29.0998 | 0.0045248 | 0.244% | 0.7063% | 1.7236e-05 |  |  |  | 0.48 | 1.4639 | 0.55339 | 29.0998 | 0.0049094 | 0.5288% | 0.7063% | 3.7347e-05 |  |  | 0.48 | 1.4639 | 0.55339 | 29.0998 | 0.005102 | 1.096% | 0.7063% | 7.7405e-05
[5 empty] | 0.485 | 1.4729 | 0.55369 | 29.7113 | 0.0046199 | 0.2492% | 0.7066% | 1.7607e-05 |  |  |  | 0.485 | 1.4729 | 0.55369 | 29.7113 | 0.0050125 | 0.5399% | 0.7066% | 3.8151e-05 |  |  | 0.485 | 1.4729 | 0.55369 | 29.7113 | 0.0052093 | 1.119% | 0.7066% | 7.9066e-05
[5 empty] | 0.49 | 1.482 | 0.55391 | 30.3354 | 0.004717 | 0.2544% | 0.7069% | 1.7983e-05 |  |  |  | 0.49 | 1.482 | 0.55391 | 30.3354 | 0.0051178 | 0.5512% | 0.7069% | 3.8966e-05 |  |  | 0.49 | 1.482 | 0.55391 | 30.3354 | 0.0053187 | 1.142% | 0.7069% | 8.0749e-05
[5 empty] | 0.495 | 1.491 | 0.55404 | 30.9725 | 0.004816 | 0.2597% | 0.7071% | 1.8365e-05 |  |  |  | 0.495 | 1.491 | 0.55404 | 30.9725 | 0.0052253 | 0.5627% | 0.7071% | 3.9791e-05 |  |  | 0.495 | 1.491 | 0.55404 | 30.9725 | 0.0054304 | 1.166% | 0.7071% | 8.2454e-05
[5 empty] | 0.5 | 1.5 | 0.55409 | 31.6228 | 0.0049171 | 0.2652% | 0.7071% | 1.8752e-05 |  |  |  | 0.5 | 1.5 | 0.55409 | 31.6228 | 0.005335 | 0.5745% | 0.7071% | 4.0627e-05 |  |  | 0.5 | 1.5 | 0.55409 | 31.6228 | 0.0055444 | 1.19% | 0.7071% | 8.4182e-05
[5 empty] | 0.505 | 1.509 | 0.55404 | 32.2867 | 0.0050204 | 0.2707% | 0.7071% | 1.9143e-05 |  |  |  | 0.505 | 1.509 | 0.55404 | 32.2867 | 0.005447 | 0.5866% | 0.7071% | 4.1474e-05 |  |  | 0.505 | 1.509 | 0.55404 | 32.2867 | 0.0056608 | 1.215% | 0.7071% | 8.5932e-05
[5 empty] | 0.51 | 1.518 | 0.55391 | 32.9647 | 0.0051258 | 0.2764% | 0.7069% | 1.954e-05 |  |  |  | 0.51 | 1.518 | 0.55391 | 32.9647 | 0.0055614 | 0.5988% | 0.7069% | 4.2333e-05 |  |  | 0.51 | 1.518 | 0.55391 | 32.9647 | 0.0057797 | 1.241% | 0.7069% | 8.7704e-05
[5 empty] | 0.515 | 1.5271 | 0.55369 | 33.6572 | 0.0052335 | 0.2822% | 0.7066% | 1.9942e-05 |  |  |  | 0.515 | 1.5271 | 0.55369 | 33.6572 | 0.0056782 | 0.6114% | 0.7066% | 4.3202e-05 |  |  | 0.515 | 1.5271 | 0.55369 | 33.6572 | 0.0059011 | 1.267% | 0.7066% | 8.95e-05
[5 empty] | 0.52 | 1.5361 | 0.55339 | 34.3645 | 0.0053435 | 0.2881% | 0.7063% | 2.0349e-05 |  |  |  | 0.52 | 1.5361 | 0.55339 | 34.3645 | 0.0057976 | 0.6242% | 0.7063% | 4.4083e-05 |  |  | 0.52 | 1.5361 | 0.55339 | 34.3645 | 0.0060251 | 1.293% | 0.7063% | 9.1318e-05
[5 empty] | 0.525 | 1.5451 | 0.553 | 35.0872 | 0.0054558 | 0.2942% | 0.7058% | 2.0762e-05 |  |  |  | 0.525 | 1.5451 | 0.553 | 35.0872 | 0.0059195 | 0.6373% | 0.7058% | 4.4975e-05 |  |  | 0.525 | 1.5451 | 0.553 | 35.0872 | 0.0061518 | 1.32% | 0.7058% | 9.316e-05
[5 empty] | 0.53 | 1.5542 | 0.55252 | 35.8257 | 0.0055706 | 0.3004% | 0.7051% | 2.118e-05 |  |  |  | 0.53 | 1.5542 | 0.55252 | 35.8257 | 0.0060441 | 0.6506% | 0.7051% | 4.5879e-05 |  |  | 0.53 | 1.5542 | 0.55252 | 35.8257 | 0.0062813 | 1.348% | 0.7051% | 9.5025e-05
[5 empty] | 0.535 | 1.5632 | 0.55195 | 36.5804 | 0.005688 | 0.3067% | 0.7044% | 2.1603e-05 |  |  |  | 0.535 | 1.5632 | 0.55195 | 36.5804 | 0.0061714 | 0.6643% | 0.7044% | 4.6794e-05 |  |  | 0.535 | 1.5632 | 0.55195 | 36.5804 | 0.0064136 | 1.376% | 0.7044% | 9.6913e-05
[5 empty] | 0.54 | 1.5723 | 0.5513 | 37.3519 | 0.005808 | 0.3131% | 0.7036% | 2.2032e-05 |  |  |  | 0.54 | 1.5723 | 0.5513 | 37.3519 | 0.0063016 | 0.6783% | 0.7036% | 4.7721e-05 |  |  | 0.54 | 1.5723 | 0.5513 | 37.3519 | 0.0065489 | 1.405% | 0.7036% | 9.8826e-05
[5 empty] | 0.545 | 1.5814 | 0.55056 | 38.1406 | 0.0059306 | 0.3197% | 0.7026% | 2.2466e-05 |  |  |  | 0.545 | 1.5814 | 0.55056 | 38.1406 | 0.0064346 | 0.6925% | 0.7026% | 4.866e-05 |  |  | 0.545 | 1.5814 | 0.55056 | 38.1406 | 0.0066872 | 1.434% | 0.7026% | 0.00010076
[5 empty] | 0.55 | 1.5905 | 0.54973 | 38.9472 | 0.006056 | 0.3265% | 0.7016% | 2.2906e-05 |  |  |  | 0.55 | 1.5905 | 0.54973 | 38.9472 | 0.0065707 | 0.7071% | 0.7016% | 4.9611e-05 |  |  | 0.55 | 1.5905 | 0.54973 | 38.9472 | 0.0068286 | 1.464% | 0.7016% | 0.00010272
[5 empty] | 0.555 | 1.5996 | 0.54881 | 39.7721 | 0.0061843 | 0.3334% | 0.7004% | 2.3351e-05 |  |  |  | 0.555 | 1.5996 | 0.54881 | 39.7721 | 0.0067099 | 0.722% | 0.7004% | 5.0573e-05 |  |  | 0.555 | 1.5996 | 0.54881 | 39.7721 | 0.0069732 | 1.495% | 0.7004% | 0.00010471
[5 empty] | 0.56 | 1.6087 | 0.54781 | 40.6161 | 0.0063155 | 0.3405% | 0.6991% | 2.3802e-05 |  |  |  | 0.56 | 1.6087 | 0.54781 | 40.6161 | 0.0068523 | 0.7373% | 0.6991% | 5.1548e-05 |  |  | 0.56 | 1.6087 | 0.54781 | 40.6161 | 0.0071212 | 1.526% | 0.6991% | 0.00010672
[5 empty] | 0.565 | 1.6178 | 0.54672 | 41.4796 | 0.0064498 | 0.3477% | 0.6977% | 2.4259e-05 |  |  |  | 0.565 | 1.6178 | 0.54672 | 41.4796 | 0.0069979 | 0.7529% | 0.6977% | 5.2535e-05 |  |  | 0.565 | 1.6178 | 0.54672 | 41.4796 | 0.0072726 | 1.559% | 0.6977% | 0.00010875
[5 empty] | 0.57 | 1.627 | 0.54553 | 42.3633 | 0.0065872 | 0.3551% | 0.6962% | 2.4721e-05 |  |  |  | 0.57 | 1.627 | 0.54553 | 42.3633 | 0.007147 | 0.7689% | 0.6962% | 5.3534e-05 |  |  | 0.57 | 1.627 | 0.54553 | 42.3633 | 0.0074275 | 1.592% | 0.6962% | 0.00011081
[5 empty] | 0.575 | 1.6362 | 0.54427 | 43.2678 | 0.0067279 | 0.3626% | 0.6946% | 2.519e-05 |  |  |  | 0.575 | 1.6362 | 0.54427 | 43.2678 | 0.0072996 | 0.7853% | 0.6946% | 5.4545e-05 |  |  | 0.575 | 1.6362 | 0.54427 | 43.2678 | 0.0075861 | 1.625% | 0.6946% | 0.00011289
[5 empty] | 0.58 | 1.6454 | 0.54291 | 44.194 | 0.0068719 | 0.3704% | 0.6929% | 2.5664e-05 |  |  |  | 0.58 | 1.6454 | 0.54291 | 44.194 | 0.0074559 | 0.802% | 0.6929% | 5.5569e-05 |  |  | 0.58 | 1.6454 | 0.54291 | 44.194 | 0.0077485 | 1.66% | 0.6929% | 0.000115
[5 empty] | 0.585 | 1.6546 | 0.54146 | 45.1425 | 0.0070193 | 0.3783% | 0.691% | 2.6144e-05 |  |  |  | 0.585 | 1.6546 | 0.54146 | 45.1425 | 0.0076159 | 0.8191% | 0.691% | 5.6605e-05 |  |  | 0.585 | 1.6546 | 0.54146 | 45.1425 | 0.0079148 | 1.695% | 0.691% | 0.00011713
[5 empty] | 0.59 | 1.6638 | 0.53993 | 46.114 | 0.0071704 | 0.3865% | 0.6891% | 2.6629e-05 |  |  |  | 0.59 | 1.6638 | 0.53993 | 46.114 | 0.0077798 | 0.8367% | 0.6891% | 5.7654e-05 |  |  | 0.59 | 1.6638 | 0.53993 | 46.114 | 0.0080851 | 1.731% | 0.6891% | 0.00011929
[5 empty] | 0.595 | 1.6731 | 0.5383 | 47.1093 | 0.0073252 | 0.3948% | 0.687% | 2.7121e-05 |  |  |  | 0.595 | 1.6731 | 0.5383 | 47.1093 | 0.0079477 | 0.8547% | 0.687% | 5.8716e-05 |  |  | 0.595 | 1.6731 | 0.5383 | 47.1093 | 0.0082596 | 1.768% | 0.687% | 0.00012148
[5 empty] | 0.6 | 1.6824 | 0.53659 | 48.1293 | 0.0074838 | 0.4033% | 0.6848% | 2.7619e-05 |  |  |  | 0.6 | 1.6824 | 0.53659 | 48.1293 | 0.0081198 | 0.8731% | 0.6848% | 5.9791e-05 |  |  | 0.6 | 1.6824 | 0.53659 | 48.1293 | 0.0084385 | 1.806% | 0.6848% | 0.00012369
[5 empty] | 0.605 | 1.6917 | 0.53478 | 49.1749 | 0.0076464 | 0.4121% | 0.6825% | 2.8123e-05 |  |  |  | 0.605 | 1.6917 | 0.53478 | 49.1749 | 0.0082962 | 0.892% | 0.6825% | 6.0879e-05 |  |  | 0.605 | 1.6917 | 0.53478 | 49.1749 | 0.0086218 | 1.845% | 0.6825% | 0.00012593
[5 empty] | 0.61 | 1.7011 | 0.53289 | 50.2469 | 0.0078131 | 0.421% | 0.6801% | 2.8633e-05 |  |  |  | 0.61 | 1.7011 | 0.53289 | 50.2469 | 0.0084771 | 0.9113% | 0.6801% | 6.198e-05 |  |  | 0.61 | 1.7011 | 0.53289 | 50.2469 | 0.0088098 | 1.885% | 0.6801% | 0.00012819
[5 empty] | 0.615 | 1.7105 | 0.5309 | 51.3464 | 0.007984 | 0.4302% | 0.6776% | 2.9149e-05 |  |  |  | 0.615 | 1.7105 | 0.5309 | 51.3464 | 0.0086626 | 0.9312% | 0.6776% | 6.3094e-05 |  |  | 0.615 | 1.7105 | 0.5309 | 51.3464 | 0.0090025 | 1.926% | 0.6776% | 0.00013048
[5 empty] | 0.62 | 1.7199 | 0.52883 | 52.4742 | 0.0081594 | 0.4396% | 0.6749% | 2.9671e-05 |  |  |  | 0.62 | 1.7199 | 0.52883 | 52.4742 | 0.0088528 | 0.9515% | 0.6749% | 6.4221e-05 |  |  | 0.62 | 1.7199 | 0.52883 | 52.4742 | 0.0092003 | 1.968% | 0.6749% | 0.0001328
[5 empty] | 0.625 | 1.7294 | 0.52666 | 53.6315 | 0.0083393 | 0.4493% | 0.6721% | 3.02e-05 |  |  |  | 0.625 | 1.7294 | 0.52666 | 53.6315 | 0.0090481 | 0.9724% | 0.6721% | 6.5361e-05 |  |  | 0.625 | 1.7294 | 0.52666 | 53.6315 | 0.0094032 | 2.011% | 0.6721% | 0.00013514
[5 empty] | 0.63 | 1.7389 | 0.5244 | 54.8194 | 0.008524 | 0.4592% | 0.6693% | 3.0735e-05 |  |  |  | 0.63 | 1.7389 | 0.5244 | 54.8194 | 0.0092485 | 0.9939% | 0.6693% | 6.6515e-05 |  |  | 0.63 | 1.7389 | 0.5244 | 54.8194 | 0.0096115 | 2.055% | 0.6693% | 0.00013751
[5 empty] | 0.635 | 1.7485 | 0.52205 | 56.039 | 0.0087137 | 0.4694% | 0.6663% | 3.1276e-05 |  |  |  | 0.635 | 1.7485 | 0.52205 | 56.039 | 0.0094542 | 1.016% | 0.6663% | 6.7683e-05 |  |  | 0.635 | 1.7485 | 0.52205 | 56.039 | 0.0098253 | 2.1% | 0.6663% | 0.00013991
[5 empty] | 0.64 | 1.7581 | 0.51961 | 57.2915 | 0.0089084 | 0.4799% | 0.6631% | 3.1824e-05 |  |  |  | 0.64 | 1.7581 | 0.51961 | 57.2915 | 0.0096655 | 1.038% | 0.6631% | 6.8864e-05 |  |  | 0.64 | 1.7581 | 0.51961 | 57.2915 | 0.010045 | 2.146% | 0.6631% | 0.00014233
[5 empty] | 0.645 | 1.7677 | 0.51707 | 58.5782 | 0.0091085 | 0.4907% | 0.6599% | 3.2378e-05 |  |  |  | 0.645 | 1.7677 | 0.51707 | 58.5782 | 0.0098826 | 1.062% | 0.6599% | 7.0059e-05 |  |  | 0.645 | 1.7677 | 0.51707 | 58.5782 | 0.01027 | 2.194% | 0.6599% | 0.00014478
[5 empty] | 0.65 | 1.7774 | 0.51444 | 59.9005 | 0.0093141 | 0.5017% | 0.6565% | 3.2939e-05 |  |  |  | 0.65 | 1.7774 | 0.51444 | 59.9005 | 0.010106 | 1.085% | 0.6565% | 7.1267e-05 |  |  | 0.65 | 1.7774 | 0.51444 | 59.9005 | 0.010502 | 2.243% | 0.6565% | 0.00014726
[5 empty] | 0.655 | 1.7872 | 0.51172 | 61.2598 | 0.0095255 | 0.5131% | 0.6531% | 3.3506e-05 |  |  |  | 0.655 | 1.7872 | 0.51172 | 61.2598 | 0.010335 | 1.11% | 0.6531% | 7.249e-05 |  |  | 0.655 | 1.7872 | 0.51172 | 61.2598 | 0.010741 | 2.293% | 0.6531% | 0.00014977
[5 empty] | 0.66 | 1.797 | 0.5089 | 62.6576 | 0.0097428 | 0.5247% | 0.6495% | 3.408e-05 |  |  |  | 0.66 | 1.797 | 0.5089 | 62.6576 | 0.010571 | 1.135% | 0.6495% | 7.3726e-05 |  |  | 0.66 | 1.797 | 0.5089 | 62.6576 | 0.010986 | 2.345% | 0.6495% | 0.0001523
[5 empty] | 0.665 | 1.8068 | 0.50599 | 64.0954 | 0.0099664 | 0.5367% | 0.6458% | 3.4661e-05 |  |  |  | 0.665 | 1.8068 | 0.50599 | 64.0954 | 0.010813 | 1.161% | 0.6458% | 7.4977e-05 |  |  | 0.665 | 1.8068 | 0.50599 | 64.0954 | 0.011238 | 2.398% | 0.6458% | 0.00015486
[5 empty] | 0.67 | 1.8167 | 0.50298 | 65.5749 | 0.010196 | 0.5491% | 0.6419% | 3.5248e-05 |  |  |  | 0.67 | 1.8167 | 0.50298 | 65.5749 | 0.011063 | 1.188% | 0.6419% | 7.6241e-05 |  |  | 0.67 | 1.8167 | 0.50298 | 65.5749 | 0.011497 | 2.453% | 0.6419% | 0.00015745
[5 empty] | 0.675 | 1.8267 | 0.49988 | 67.0979 | 0.010433 | 0.5618% | 0.638% | 3.5842e-05 |  |  |  | 0.675 | 1.8267 | 0.49988 | 67.0979 | 0.01132 | 1.215% | 0.638% | 7.752e-05 |  |  | 0.675 | 1.8267 | 0.49988 | 67.0979 | 0.011764 | 2.509% | 0.638% | 0.00016007
[5 empty] | 0.68 | 1.8367 | 0.49668 | 68.6662 | 0.010677 | 0.5749% | 0.6339% | 3.6442e-05 |  |  |  | 0.68 | 1.8367 | 0.49668 | 68.6662 | 0.011585 | 1.243% | 0.6339% | 7.8813e-05 |  |  | 0.68 | 1.8367 | 0.49668 | 68.6662 | 0.012039 | 2.567% | 0.6339% | 0.00016271
[5 empty] | 0.685 | 1.8468 | 0.49339 | 70.2819 | 0.010928 | 0.5884% | 0.6297% | 3.705e-05 |  |  |  | 0.685 | 1.8468 | 0.49339 | 70.2819 | 0.011857 | 1.272% | 0.6297% | 8.012e-05 |  |  | 0.685 | 1.8468 | 0.49339 | 70.2819 | 0.012322 | 2.627% | 0.6297% | 0.00016539
[5 empty] | 0.69 | 1.857 | 0.48999 | 71.9469 | 0.011187 | 0.6023% | 0.6253% | 3.7664e-05 |  |  |  | 0.69 | 1.857 | 0.48999 | 71.9469 | 0.012138 | 1.302% | 0.6253% | 8.1442e-05 |  |  | 0.69 | 1.857 | 0.48999 | 71.9469 | 0.012614 | 2.688% | 0.6253% | 0.00016809
[5 empty] | 0.695 | 1.8673 | 0.4865 | 73.6636 | 0.011454 | 0.6166% | 0.6209% | 3.8285e-05 |  |  |  | 0.695 | 1.8673 | 0.4865 | 73.6636 | 0.012428 | 1.333% | 0.6209% | 8.2778e-05 |  |  | 0.695 | 1.8673 | 0.4865 | 73.6636 | 0.012915 | 2.751% | 0.6209% | 0.00017082
[5 empty] | 0.7 | 1.8776 | 0.48291 | 75.4342 | 0.01173 | 0.6314% | 0.6163% | 3.8913e-05 |  |  |  | 0.7 | 1.8776 | 0.48291 | 75.4342 | 0.012726 | 1.365% | 0.6163% | 8.4128e-05 |  |  | 0.7 | 1.8776 | 0.48291 | 75.4342 | 0.013226 | 2.816% | 0.6163% | 0.00017357
[5 empty] | 0.705 | 1.888 | 0.47921 | 77.2613 | 0.012014 | 0.6466% | 0.6116% | 3.9548e-05 |  |  |  | 0.705 | 1.888 | 0.47921 | 77.2613 | 0.013035 | 1.398% | 0.6116% | 8.5493e-05 |  |  | 0.705 | 1.888 | 0.47921 | 77.2613 | 0.013546 | 2.884% | 0.6116% | 0.00017636
[5 empty] | 0.71 | 1.8984 | 0.47542 | 79.1475 | 0.012307 | 0.6624% | 0.6067% | 4.0189e-05 |  |  |  | 0.71 | 1.8984 | 0.47542 | 79.1475 | 0.013353 | 1.432% | 0.6067% | 8.6872e-05 |  |  | 0.71 | 1.8984 | 0.47542 | 79.1475 | 0.013877 | 2.953% | 0.6067% | 0.00017917
[5 empty] | 0.715 | 1.909 | 0.47153 | 81.0956 | 0.01261 | 0.6786% | 0.6018% | 4.0838e-05 |  |  |  | 0.715 | 1.909 | 0.47153 | 81.0956 | 0.013681 | 1.467% | 0.6018% | 8.8265e-05 |  |  | 0.715 | 1.909 | 0.47153 | 81.0956 | 0.014218 | 3.024% | 0.6018% | 0.00018201
[5 empty] | 0.72 | 1.9196 | 0.46753 | 83.1086 | 0.012923 | 0.6954% | 0.5967% | 4.1493e-05 |  |  |  | 0.72 | 1.9196 | 0.46753 | 83.1086 | 0.014021 | 1.503% | 0.5967% | 8.9673e-05 |  |  | 0.72 | 1.9196 | 0.46753 | 83.1086 | 0.014571 | 3.098% | 0.5967% | 0.00018488
[5 empty] | 0.725 | 1.9304 | 0.46343 | 85.1897 | 0.013246 | 0.7128% | 0.5914% | 4.2156e-05 |  |  |  | 0.725 | 1.9304 | 0.46343 | 85.1897 | 0.014372 | 1.54% | 0.5914% | 9.1096e-05 |  |  | 0.725 | 1.9304 | 0.46343 | 85.1897 | 0.014936 | 3.175% | 0.5914% | 0.00018777
[5 empty] | 0.73 | 1.9412 | 0.45923 | 87.3424 | 0.013581 | 0.7307% | 0.5861% | 4.2825e-05 |  |  |  | 0.73 | 1.9412 | 0.45923 | 87.3424 | 0.014735 | 1.579% | 0.5861% | 9.2532e-05 |  |  | 0.73 | 1.9412 | 0.45923 | 87.3424 | 0.015314 | 3.254% | 0.5861% | 0.00019069
[5 empty] | 0.735 | 1.9522 | 0.45492 | 89.5704 | 0.013928 | 0.7493% | 0.5806% | 4.3501e-05 |  |  |  | 0.735 | 1.9522 | 0.45492 | 89.5704 | 0.015111 | 1.619% | 0.5806% | 9.3983e-05 |  |  | 0.735 | 1.9522 | 0.45492 | 89.5704 | 0.015704 | 3.335% | 0.5806% | 0.00019364
[5 empty] | 0.74 | 1.9632 | 0.45051 | 91.8774 | 0.014286 | 0.7685% | 0.575% | 4.4185e-05 |  |  |  | 0.74 | 1.9632 | 0.45051 | 91.8774 | 0.0155 | 1.66% | 0.575% | 9.5449e-05 |  |  | 0.74 | 1.9632 | 0.45051 | 91.8774 | 0.016109 | 3.42% | 0.575% | 0.00019661
[5 empty] | 0.745 | 1.9744 | 0.44599 | 94.2677 | 0.014658 | 0.7884% | 0.5692% | 4.4875e-05 |  |  |  | 0.745 | 1.9744 | 0.44599 | 94.2677 | 0.015904 | 1.703% | 0.5692% | 9.6928e-05 |  |  | 0.745 | 1.9744 | 0.44599 | 94.2677 | 0.016528 | 3.507% | 0.5692% | 0.00019961
[5 empty] | 0.75 | 1.9856 | 0.44136 | 96.7459 | 0.015043 | 0.809% | 0.5633% | 4.5572e-05 |  |  |  | 0.75 | 1.9856 | 0.44136 | 96.7459 | 0.016322 | 1.747% | 0.5633% | 9.8421e-05 |  |  | 0.75 | 1.9856 | 0.44136 | 96.7459 | 0.016962 | 3.598% | 0.5633% | 0.00020264
[5 empty] | 0.755 | 1.997 | 0.43662 | 99.3167 | 0.015443 | 0.8305% | 0.5572% | 4.6275e-05 |  |  |  | 0.755 | 1.997 | 0.43662 | 99.3167 | 0.016756 | 1.793% | 0.5572% | 9.9929e-05 |  |  | 0.755 | 1.997 | 0.43662 | 99.3167 | 0.017413 | 3.691% | 0.5572% | 0.00020569
[5 empty] | 0.76 | 2.0085 | 0.43177 | 101.9854 | 0.015858 | 0.8527% | 0.551% | 4.6986e-05 |  |  |  | 0.76 | 2.0085 | 0.43177 | 101.9854 | 0.017206 | 1.841% | 0.551% | 0.00010145 |  |  | 0.76 | 2.0085 | 0.43177 | 101.9854 | 0.017881 | 3.789% | 0.551% | 0.00020877
[5 empty] | 0.765 | 2.0202 | 0.42681 | 104.7574 | 0.016289 | 0.8758% | 0.5447% | 4.7703e-05 |  |  |  | 0.765 | 2.0202 | 0.42681 | 104.7574 | 0.017673 | 1.891% | 0.5447% | 0.00010298 |  |  | 0.765 | 2.0202 | 0.42681 | 104.7574 | 0.018367 | 3.89% | 0.5447% | 0.00021187
[5 empty] | 0.77 | 2.032 | 0.42173 | 107.639 | 0.016737 | 0.8997% | 0.5382% | 4.8426e-05 |  |  |  | 0.77 | 2.032 | 0.42173 | 107.639 | 0.01816 | 1.942% | 0.5382% | 0.00010453 |  |  | 0.77 | 2.032 | 0.42173 | 107.639 | 0.018872 | 3.994% | 0.5382% | 0.00021499
[5 empty] | 0.775 | 2.0439 | 0.41655 | 110.6366 | 0.017203 | 0.9247% | 0.5316% | 4.9156e-05 |  |  |  | 0.775 | 2.0439 | 0.41655 | 110.6366 | 0.018665 | 1.996% | 0.5316% | 0.00010609 |  |  | 0.775 | 2.0439 | 0.41655 | 110.6366 | 0.019398 | 4.103% | 0.5316% | 0.00021814
[5 empty] | 0.78 | 2.056 | 0.41124 | 113.7573 | 0.017688 | 0.9506% | 0.5248% | 4.9893e-05 |  |  |  | 0.78 | 2.056 | 0.41124 | 113.7573 | 0.019192 | 2.051% | 0.5248% | 0.00010766 |  |  | 0.78 | 2.056 | 0.41124 | 113.7573 | 0.019945 | 4.217% | 0.5248% | 0.00022131
[5 empty] | 0.785 | 2.0682 | 0.40582 | 117.0087 | 0.018194 | 0.9777% | 0.5179% | 5.0635e-05 |  |  |  | 0.785 | 2.0682 | 0.40582 | 117.0087 | 0.01974 | 2.109% | 0.5179% | 0.00010925 |  |  | 0.785 | 2.0682 | 0.40582 | 117.0087 | 0.020515 | 4.335% | 0.5179% | 0.00022449
[5 empty] | 0.79 | 2.0806 | 0.40028 | 120.3991 | 0.018721 | 1.006% | 0.5108% | 5.1384e-05 |  |  |  | 0.79 | 2.0806 | 0.40028 | 120.3991 | 0.020312 | 2.17% | 0.5108% | 0.00011085 |  |  | 0.79 | 2.0806 | 0.40028 | 120.3991 | 0.021109 | 4.457% | 0.5108% | 0.0002277
[5 empty] | 0.795 | 2.0932 | 0.39462 | 123.9377 | 0.019271 | 1.035% | 0.5036% | 5.2138e-05 |  |  |  | 0.795 | 2.0932 | 0.39462 | 123.9377 | 0.020909 | 2.233% | 0.5036% | 0.00011245 |  |  | 0.795 | 2.0932 | 0.39462 | 123.9377 | 0.02173 | 4.585% | 0.5036% | 0.00023092
[5 empty] | 0.8 | 2.106 | 0.38884 | 127.6343 | 0.019846 | 1.066% | 0.4962% | 5.2899e-05 |  |  |  | 0.8 | 2.106 | 0.38884 | 127.6343 | 0.021533 | 2.299% | 0.4962% | 0.00011407 |  |  | 0.8 | 2.106 | 0.38884 | 127.6343 | 0.022378 | 4.719% | 0.4962% | 0.00023416
[5 empty] | 0.805 | 2.1189 | 0.38293 | 131.4996 | 0.020447 | 1.098% | 0.4887% | 5.3664e-05 |  |  |  | 0.805 | 2.1189 | 0.38293 | 131.4996 | 0.022185 | 2.368% | 0.4887% | 0.0001157 |  |  | 0.805 | 2.1189 | 0.38293 | 131.4996 | 0.023056 | 4.858% | 0.4887% | 0.00023742
[5 empty] | 0.81 | 2.1321 | 0.3769 | 135.5456 | 0.021076 | 1.132% | 0.481% | 5.4434e-05 |  |  |  | 0.81 | 2.1321 | 0.3769 | 135.5456 | 0.022868 | 2.439% | 0.481% | 0.00011734 |  |  | 0.81 | 2.1321 | 0.3769 | 135.5456 | 0.023765 | 5.004% | 0.481% | 0.00024068
[5 empty] | 0.815 | 2.1455 | 0.37074 | 139.7851 | 0.021736 | 1.167% | 0.4731% | 5.5209e-05 |  |  |  | 0.815 | 2.1455 | 0.37074 | 139.7851 | 0.023583 | 2.515% | 0.4731% | 0.00011899 |  |  | 0.815 | 2.1455 | 0.37074 | 139.7851 | 0.024508 | 5.156% | 0.4731% | 0.00024396
[5 empty] | 0.82 | 2.1591 | 0.36444 | 144.2324 | 0.022427 | 1.204% | 0.4651% | 5.5989e-05 |  |  |  | 0.82 | 2.1591 | 0.36444 | 144.2324 | 0.024333 | 2.594% | 0.4651% | 0.00012064 |  |  | 0.82 | 2.1591 | 0.36444 | 144.2324 | 0.025288 | 5.316% | 0.4651% | 0.00024724
[5 empty] | 0.825 | 2.1729 | 0.35802 | 148.9033 | 0.023153 | 1.243% | 0.4569% | 5.6772e-05 |  |  |  | 0.825 | 2.1729 | 0.35802 | 148.9033 | 0.025121 | 2.677% | 0.4569% | 0.0001223 |  |  | 0.825 | 2.1729 | 0.35802 | 148.9033 | 0.026107 | 5.483% | 0.4569% | 0.00025053
[5 empty] | 0.83 | 2.187 | 0.35146 | 153.8151 | 0.023917 | 1.283% | 0.4485% | 5.7559e-05 |  |  |  | 0.83 | 2.187 | 0.35146 | 153.8151 | 0.02595 | 2.764% | 0.4485% | 0.00012396 |  |  | 0.83 | 2.187 | 0.35146 | 153.8151 | 0.026968 | 5.659% | 0.4485% | 0.00025382
[5 empty] | 0.835 | 2.2014 | 0.34477 | 158.9871 | 0.024721 | 1.326% | 0.44% | 5.8348e-05 |  |  |  | 0.835 | 2.2014 | 0.34477 | 158.9871 | 0.026822 | 2.855% | 0.44% | 0.00012563 |  |  | 0.835 | 2.2014 | 0.34477 | 158.9871 | 0.027875 | 5.843% | 0.44% | 0.00025711
[5 empty] | 0.84 | 2.216 | 0.33793 | 164.4408 | 0.025569 | 1.371% | 0.4313% | 5.914e-05 |  |  |  | 0.84 | 2.216 | 0.33793 | 164.4408 | 0.027743 | 2.952% | 0.4313% | 0.0001273 |  |  | 0.84 | 2.216 | 0.33793 | 164.4408 | 0.028831 | 6.038% | 0.4313% | 0.00026039
[5 empty] | 0.845 | 2.231 | 0.33096 | 170.2001 | 0.026465 | 1.419% | 0.4224% | 5.9933e-05 |  |  |  | 0.845 | 2.231 | 0.33096 | 170.2001 | 0.028714 | 3.054% | 0.4224% | 0.00012897 |  |  | 0.845 | 2.231 | 0.33096 | 170.2001 | 0.029841 | 6.242% | 0.4224% | 0.00026366
[5 empty] | 0.85 | 2.2462 | 0.32383 | 176.2918 | 0.027412 | 1.469% | 0.4133% | 6.0726e-05 |  |  |  | 0.85 | 2.2462 | 0.32383 | 176.2918 | 0.029742 | 3.161% | 0.4133% | 0.00013064 |  |  | 0.85 | 2.2462 | 0.32383 | 176.2918 | 0.030909 | 6.458% | 0.4133% | 0.00026691
[5 empty] | 0.855 | 2.2618 | 0.31656 | 182.7459 | 0.028416 | 1.523% | 0.404% | 6.1519e-05 |  |  |  | 0.855 | 2.2618 | 0.31656 | 182.7459 | 0.030831 | 3.275% | 0.404% | 0.00013231 |  |  | 0.855 | 2.2618 | 0.31656 | 182.7459 | 0.032041 | 6.687% | 0.404% | 0.00027015
[5 empty] | 0.86 | 2.2778 | 0.30913 | 189.5963 | 0.029481 | 1.579% | 0.3945% | 6.231e-05 |  |  |  | 0.86 | 2.2778 | 0.30913 | 189.5963 | 0.031986 | 3.396% | 0.3945% | 0.00013396 |  |  | 0.86 | 2.2778 | 0.30913 | 189.5963 | 0.033242 | 6.929% | 0.3945% | 0.00027335
[5 empty] | 0.865 | 2.2942 | 0.30155 | 196.8816 | 0.030614 | 1.64% | 0.3849% | 6.3099e-05 |  |  |  | 0.865 | 2.2942 | 0.30155 | 196.8816 | 0.033216 | 3.524% | 0.3849% | 0.00013561 |  |  | 0.865 | 2.2942 | 0.30155 | 196.8816 | 0.034519 | 7.185% | 0.3849% | 0.00027651
[5 empty] | 0.87 | 2.311 | 0.29381 | 204.6452 | 0.031821 | 1.704% | 0.375% | 6.3882e-05 |  |  |  | 0.87 | 2.311 | 0.29381 | 204.6452 | 0.034525 | 3.66% | 0.375% | 0.00013724 |  |  | 0.87 | 2.311 | 0.29381 | 204.6452 | 0.03588 | 7.457% | 0.375% | 0.00027963
[5 empty] | 0.875 | 2.3283 | 0.28591 | 212.9372 | 0.03311 | 1.772% | 0.3649% | 6.466e-05 |  |  |  | 0.875 | 2.3283 | 0.28591 | 212.9372 | 0.035924 | 3.806% | 0.3649% | 0.00013886 |  |  | 0.875 | 2.3283 | 0.28591 | 212.9372 | 0.037334 | 7.748% | 0.3649% | 0.0002827
[5 empty] | 0.88 | 2.346 | 0.27783 | 221.8148 | 0.034491 | 1.845% | 0.3546% | 6.5429e-05 |  |  |  | 0.88 | 2.346 | 0.27783 | 221.8148 | 0.037422 | 3.961% | 0.3546% | 0.00014045 |  |  | 0.88 | 2.346 | 0.27783 | 221.8148 | 0.038891 | 8.057% | 0.3546% | 0.00028569
[5 empty] | 0.885 | 2.3643 | 0.26959 | 231.3441 | 0.035972 | 1.924% | 0.3441% | 6.6188e-05 |  |  |  | 0.885 | 2.3643 | 0.26959 | 231.3441 | 0.03903 | 4.128% | 0.3441% | 0.00014201 |  |  | 0.885 | 2.3643 | 0.26959 | 231.3441 | 0.040561 | 8.388% | 0.3441% | 0.00028861
[5 empty] | 0.89 | 2.3831 | 0.26116 | 241.6018 | 0.037567 | 2.008% | 0.3333% | 6.6934e-05 |  |  |  | 0.89 | 2.3831 | 0.26116 | 241.6018 | 0.04076 | 4.307% | 0.3333% | 0.00014354 |  |  | 0.89 | 2.3831 | 0.26116 | 241.6018 | 0.04236 | 8.744% | 0.3333% | 0.00029143
[5 empty] | 0.895 | 2.4026 | 0.25255 | 252.6778 | 0.03929 | 2.099% | 0.3223% | 6.7663e-05 |  |  |  | 0.895 | 2.4026 | 0.25255 | 252.6778 | 0.042629 | 4.5% | 0.3223% | 0.00014503 |  |  | 0.895 | 2.4026 | 0.25255 | 252.6778 | 0.044302 | 9.126% | 0.3223% | 0.00029413
[5 empty] | 0.9 | 2.4227 | 0.24375 | 264.6776 | 0.041156 | 2.198% | 0.3111% | 6.8372e-05 |  |  |  | 0.9 | 2.4227 | 0.24375 | 264.6776 | 0.044653 | 4.708% | 0.3111% | 0.00014646 |  |  | 0.9 | 2.4227 | 0.24375 | 264.6776 | 0.046406 | 9.538% | 0.3111% | 0.0002967
[5 empty] | 0.905 | 2.4436 | 0.23475 | 277.7263 | 0.043185 | 2.305% | 0.2996% | 6.9056e-05 |  |  |  | 0.905 | 2.4436 | 0.23475 | 277.7263 | 0.046855 | 4.934% | 0.2996% | 0.00014783 |  |  | 0.905 | 2.4436 | 0.23475 | 277.7263 | 0.048694 | 9.984% | 0.2996% | 0.0002991
[5 empty] | 0.91 | 2.4653 | 0.22554 | 291.9736 | 0.0454 | 2.422% | 0.2878% | 6.971e-05 |  |  |  | 0.91 | 2.4653 | 0.22554 | 291.9736 | 0.049258 | 5.181% | 0.2878% | 0.00014913 |  |  | 0.91 | 2.4653 | 0.22554 | 291.9736 | 0.051192 | 10.47% | 0.2878% | 0.00030131
[5 empty] | 0.915 | 2.488 | 0.21612 | 307.6003 | 0.04783 | 2.55% | 0.2758% | 7.0328e-05 |  |  |  | 0.915 | 2.488 | 0.21612 | 307.6003 | 0.051895 | 5.45% | 0.2758% | 0.00015034 |  |  | 0.915 | 2.488 | 0.21612 | 307.6003 | 0.053931 | 11% | 0.2758% | 0.0003033
[5 empty] | 0.92 | 2.5117 | 0.20648 | 324.8266 | 0.050508 | 2.691% | 0.2635% | 7.0902e-05 |  |  |  | 0.92 | 2.5117 | 0.20648 | 324.8266 | 0.054801 | 5.747% | 0.2635% | 0.00015144 |  |  | 0.92 | 2.5117 | 0.20648 | 324.8266 | 0.056952 | 11.58% | 0.2635% | 0.00030502
[5 empty] | 0.925 | 2.5365 | 0.1966 | 343.9241 | 0.053478 | 2.847% | 0.2509% | 7.1423e-05 |  |  |  | 0.925 | 2.5365 | 0.1966 | 343.9241 | 0.058023 | 6.074% | 0.2509% | 0.00015241 |  |  | 0.925 | 2.5365 | 0.1966 | 343.9241 | 0.0603 | 12.21% | 0.2509% | 0.00030642
[5 empty] | 0.93 | 2.5626 | 0.18648 | 365.2326 | 0.056791 | 3.02% | 0.238% | 7.1879e-05 |  |  |  | 0.93 | 2.5626 | 0.18648 | 365.2326 | 0.061618 | 6.438% | 0.238% | 0.00015322 |  |  | 0.93 | 2.5626 | 0.18648 | 365.2326 | 0.064036 | 12.92% | 0.238% | 0.00030744
[5 empty] | 0.935 | 2.5902 | 0.1761 | 389.1825 | 0.060515 | 3.215% | 0.2247% | 7.2257e-05 |  |  |  | 0.935 | 2.5902 | 0.1761 | 389.1825 | 0.065658 | 6.846% | 0.2247% | 0.00015385 |  |  | 0.935 | 2.5902 | 0.1761 | 389.1825 | 0.068235 | 13.7% | 0.2247% | 0.000308
[5 empty] | 0.94 | 2.6194 | 0.16545 | 416.3293 | 0.064736 | 3.435% | 0.2112% | 7.2538e-05 |  |  |  | 0.94 | 2.6194 | 0.16545 | 416.3293 | 0.070238 | 7.305% | 0.2112% | 0.00015425 |  |  | 0.94 | 2.6194 | 0.16545 | 416.3293 | 0.072995 | 14.59% | 0.2112% | 0.000308
[5 empty] | 0.945 | 2.6507 | 0.1545 | 447.4032 | 0.069568 | 3.687% | 0.1972% | 7.2701e-05 |  |  |  | 0.945 | 2.6507 | 0.1545 | 447.4032 | 0.075481 | 7.828% | 0.1972% | 0.00015436 |  |  | 0.945 | 2.6507 | 0.1545 | 447.4032 | 0.078443 | 15.59% | 0.1972% | 0.00030733
[5 empty] | 0.95 | 2.6843 | 0.14324 | 483.3866 | 0.075163 | 3.978% | 0.1828% | 7.2715e-05 |  |  |  | 0.95 | 2.6843 | 0.14324 | 483.3866 | 0.081551 | 8.431% | 0.1828% | 0.00015413 |  |  | 0.95 | 2.6843 | 0.14324 | 483.3866 | 0.084752 | 16.73% | 0.1828% | 0.00030582
[5 empty] | 0.955 | 2.7207 | 0.13165 | 525.6375 | 0.081733 | 4.318% | 0.168% | 7.2542e-05 |  |  |  | 0.955 | 2.7207 | 0.13165 | 525.6375 | 0.088679 | 9.133% | 0.168% | 0.00015345 |  |  | 0.955 | 2.7207 | 0.13165 | 525.6375 | 0.09216 | 18.05% | 0.168% | 0.00030327
[5 empty] | 0.96 | 2.7605 | 0.11969 | 576.0948 | 0.089579 | 4.722% | 0.1527% | 7.2129e-05 |  |  |  | 0.96 | 2.7605 | 0.11969 | 576.0948 | 0.097192 | 9.965% | 0.1527% | 0.00015221 |  |  | 0.96 | 2.7605 | 0.11969 | 576.0948 | 0.10101 | 19.6% | 0.1527% | 0.00029941
[5 empty] | 0.965 | 2.8046 | 0.10732 | 637.6402 | 0.099149 | 5.213% | 0.137% | 7.1403e-05 |  |  |  | 0.965 | 2.8046 | 0.10732 | 637.6402 | 0.10758 | 10.97% | 0.137% | 0.00015023 |  |  | 0.965 | 2.8046 | 0.10732 | 637.6402 | 0.1118 | 21.45% | 0.137% | 0.00029384
[5 empty] | 0.97 | 2.8542 | 0.094503 | 714.7784 | 0.11114 | 5.825% | 0.1206% | 7.0256e-05 |  |  |  | 0.97 | 2.8542 | 0.094503 | 714.7784 | 0.12059 | 12.21% | 0.1206% | 0.00014728 |  |  | 0.97 | 2.8542 | 0.094503 | 714.7784 | 0.12532 | 23.72% | 0.1206% | 0.00028602
[5 empty] | 0.975 | 2.9112 | 0.081174 | 815.0309 | 0.12673 | 6.615% | 0.1036% | 6.8525e-05 |  |  |  | 0.975 | 2.9112 | 0.081174 | 815.0309 | 0.1375 | 13.8% | 0.1036% | 0.00014297 |  |  | 0.975 | 2.9112 | 0.081174 | 815.0309 | 0.1429 | 26.56% | 0.1036% | 0.00027512
[5 empty] | 0.98 | 2.9787 | 0.067247 | 952.1365 | 0.14805 | 7.684% | 0.08582% | 6.5942e-05 |  |  |  | 0.98 | 2.9787 | 0.067247 | 952.1365 | 0.16063 | 15.93% | 0.08582% | 0.00013669 |  |  | 0.98 | 2.9787 | 0.067247 | 952.1365 | 0.16694 | 30.27% | 0.08582% | 0.00025981
[5 empty] | 0.985 | 3.0625 | 0.052598 | 1154.6891 | 0.17955 | 9.24% | 0.06713% | 6.2028e-05 |  |  |  | 0.985 | 3.0625 | 0.052598 | 1154.6891 | 0.19481 | 18.97% | 0.06713% | 0.00012736 |  |  | 0.985 | 3.0625 | 0.052598 | 1154.6891 | 0.20245 | 35.42% | 0.06713% | 0.00023778
[5 empty] | 0.99 | 3.175 | 0.037017 | 1496.1339 | 0.23264 | 11.81% | 0.04724% | 5.5771e-05 |  |  |  | 0.99 | 3.175 | 0.037017 | 1496.1339 | 0.25241 | 23.86% | 0.04724% | 0.00011272 |  |  | 0.99 | 3.175 | 0.037017 | 1496.1339 | 0.26232 | 43.26% | 0.04724% | 0.00020435
[5 empty] | 0.995 | 3.3546 | 0.020083 | 2262.5443 | 0.35181 | 17.3% | 0.02563% | 4.4347e-05 |  |  |  | 0.995 | 3.3546 | 0.020083 | 2262.5443 | 0.38171 | 33.78% | 0.02563% | 8.659e-05 |  |  | 0.995 | 3.3546 | 0.020083 | 2262.5443 | 0.39669 | 57.55% | 0.02563% | 0.0001475
Air Exchange Rate | AER | 10 | hr-1 |  | Light Exercise, Loudly Speaking | 1 | hr | 1.5 | 0.72 |  |  | R(ERq) |  |  |  | Light Exercise, Loudly Speaking | 2 | hr | 1.5 | 0.72 |  |  | R(ERq) |  |  | Light Exercise, Loudly Speaking | 4 | hr | 1.5 | 0.72 |  |  | R(ERq)
Particle Deposition Rate | k | 0.24 | hr-1 |  | Percentile Increment | log10ERq | pdf log10ERq | I*Erq | Avg quanta/m3 | PI(ERq) | PERq | PI(ERq)*PERq | Risk = | 0.0035132 |  | Percentile Increment | log10ERq | pdf log10ERq | I*Erq | Avg quanta/m3 | PI(ERq) | PERq | PI(ERq)*PERq | Risk = | 0.0073301 | Percentile Increment | log10ERq | pdf log10ERq | I*Erq | Avg quanta/m3 | PI(ERq) | PERq | PI(ERq)*PERq | Risk = | 0.014808
Viral Inactivation Rate | λ | 0.63 | hr-1 |  | 0.005 | -0.3546 | 0.020083 | 0.44198 | 4.615e-05 | 0.002492% | 0.02563% | 6.3873e-09 | Percentile = | 0.655 |  | 0.005 | -0.3546 | 0.020083 | 0.44198 | 4.8488e-05 | 0.005237% | 0.02563% | 1.3422e-08 | Percentile = | 0.655 | 0.005 | -0.3546 | 0.020083 | 0.44198 | 4.9657e-05 | 0.01073% | 0.02563% | 2.7489e-08 | Percentile = | 0.655
| IVRR | 10.87 |  |  | 0.01 | -0.17497 | 0.037017 | 0.66839 | 6.9791e-05 | 0.003769% | 0.04724% | 1.7804e-08 | R(ERq)max = | 0.004915% |  | 0.01 | -0.17497 | 0.037017 | 0.66839 | 7.3326e-05 | 0.007919% | 0.04724% | 3.7411e-08 | R(ERq)max = | 0.01018% | 0.01 | -0.17497 | 0.037017 | 0.66839 | 7.5094e-05 | 0.01622% | 0.04724% | 7.6622e-08 | R(ERq)max = | 0.02029%
[5 empty] | 0.015 | -0.062465 | 0.052598 | 0.86603 | 9.0428e-05 | 0.004883% | 0.06713% | 3.2778e-08 | PI 90% = | 1.481% |  | 0.015 | -0.062465 | 0.052598 | 0.86603 | 9.5009e-05 | 0.01026% | 0.06713% | 6.8875e-08 | PI 90% = | 3.087% | 0.015 | -0.062465 | 0.052598 | 0.86603 | 9.7299e-05 | 0.02101% | 0.06713% | 1.4106e-07 | PI 90% = | 6.221%
[5 empty] | 0.02 | 0.021301 | 0.067247 | 1.0503 | 0.00010967 | 0.005922% | 0.08582% | 5.0822e-08 | Percentile = | 0.9 |  | 0.02 | 0.021301 | 0.067247 | 1.0503 | 0.00011522 | 0.01244% | 0.08582% | 1.0679e-07 | Percentile = | 0.9 | 0.02 | 0.021301 | 0.067247 | 1.0503 | 0.000118 | 0.02548% | 0.08582% | 2.1872e-07 | Percentile = | 0.9
[5 empty] | 0.025 | 0.088826 | 0.081174 | 1.2269 | 0.00012811 | 0.006918% | 0.1036% | 7.1667e-08 |  |  |  | 0.025 | 0.088826 | 0.081174 | 1.2269 | 0.0001346 | 0.01454% | 0.1036% | 1.5059e-07 |  |  | 0.025 | 0.088826 | 0.081174 | 1.2269 | 0.00013785 | 0.02977% | 0.1036% | 3.0842e-07
[5 empty] | 0.03 | 0.14583 | 0.094503 | 1.399 | 0.00014608 | 0.007888% | 0.1206% | 9.5137e-08 |  |  |  | 0.03 | 0.14583 | 0.094503 | 1.399 | 0.00015348 | 0.01657% | 0.1206% | 1.999e-07 |  |  | 0.03 | 0.14583 | 0.094503 | 1.399 | 0.00015718 | 0.03395% | 0.1206% | 4.0941e-07
[5 empty] | 0.035 | 0.19542 | 0.10732 | 1.5683 | 0.00016375 | 0.008842% | 0.137% | 1.2111e-07 |  |  |  | 0.035 | 0.19542 | 0.10732 | 1.5683 | 0.00017205 | 0.01858% | 0.137% | 2.5448e-07 |  |  | 0.035 | 0.19542 | 0.10732 | 1.5683 | 0.0001762 | 0.03805% | 0.137% | 5.2117e-07
[5 empty] | 0.04 | 0.23951 | 0.11969 | 1.7358 | 0.00018125 | 0.009787% | 0.1527% | 1.4949e-07 |  |  |  | 0.04 | 0.23951 | 0.11969 | 1.7358 | 0.00019043 | 0.02056% | 0.1527% | 3.1411e-07 |  |  | 0.04 | 0.23951 | 0.11969 | 1.7358 | 0.00019502 | 0.04212% | 0.1527% | 6.433e-07
[5 empty] | 0.045 | 0.27931 | 0.13165 | 1.9025 | 0.00019865 | 0.01073% | 0.168% | 1.8022e-07 |  |  |  | 0.045 | 0.27931 | 0.13165 | 1.9025 | 0.00020871 | 0.02254% | 0.168% | 3.7867e-07 |  |  | 0.045 | 0.27931 | 0.13165 | 1.9025 | 0.00021374 | 0.04616% | 0.168% | 7.7551e-07
[5 empty] | 0.05 | 0.31571 | 0.14324 | 2.0687 | 0.00021601 | 0.01166% | 0.1828% | 2.1323e-07 |  |  |  | 0.05 | 0.31571 | 0.14324 | 2.0687 | 0.00022695 | 0.02451% | 0.1828% | 4.4803e-07 |  |  | 0.05 | 0.31571 | 0.14324 | 2.0687 | 0.00023242 | 0.05019% | 0.1828% | 9.1755e-07
[5 empty] | 0.055 | 0.3493 | 0.1545 | 2.2351 | 0.00023338 | 0.0126% | 0.1972% | 2.4849e-07 |  |  |  | 0.055 | 0.3493 | 0.1545 | 2.2351 | 0.00024521 | 0.02648% | 0.1972% | 5.2211e-07 |  |  | 0.055 | 0.3493 | 0.1545 | 2.2351 | 0.00025112 | 0.05423% | 0.1972% | 1.0692e-06
[5 empty] | 0.06 | 0.38056 | 0.16545 | 2.4019 | 0.0002508 | 0.01354% | 0.2112% | 2.8595e-07 |  |  |  | 0.06 | 0.38056 | 0.16545 | 2.4019 | 0.00026351 | 0.02845% | 0.2112% | 6.0082e-07 |  |  | 0.06 | 0.38056 | 0.16545 | 2.4019 | 0.00026986 | 0.05827% | 0.2112% | 1.2304e-06
[5 empty] | 0.065 | 0.40985 | 0.1761 | 2.5695 | 0.0002683 | 0.01449% | 0.2247% | 3.2559e-07 |  |  |  | 0.065 | 0.40985 | 0.1761 | 2.5695 | 0.00028189 | 0.03044% | 0.2247% | 6.8412e-07 |  |  | 0.065 | 0.40985 | 0.1761 | 2.5695 | 0.00028868 | 0.06234% | 0.2247% | 1.401e-06
[5 empty] | 0.07 | 0.43743 | 0.18648 | 2.738 | 0.00028589 | 0.01544% | 0.238% | 3.6739e-07 |  |  |  | 0.07 | 0.43743 | 0.18648 | 2.738 | 0.00030037 | 0.03243% | 0.238% | 7.7194e-07 |  |  | 0.07 | 0.43743 | 0.18648 | 2.738 | 0.00030761 | 0.06642% | 0.238% | 1.5808e-06
[5 empty] | 0.075 | 0.46354 | 0.1966 | 2.9076 | 0.0003036 | 0.01639% | 0.2509% | 4.1133e-07 |  |  |  | 0.075 | 0.46354 | 0.1966 | 2.9076 | 0.00031898 | 0.03444% | 0.2509% | 8.6425e-07 |  |  | 0.075 | 0.46354 | 0.1966 | 2.9076 | 0.00032667 | 0.07054% | 0.2509% | 1.7699e-06
[5 empty] | 0.08 | 0.48835 | 0.20648 | 3.0786 | 0.00032145 | 0.01736% | 0.2635% | 4.5739e-07 |  |  |  | 0.08 | 0.48835 | 0.20648 | 3.0786 | 0.00033774 | 0.03647% | 0.2635% | 9.6102e-07 |  |  | 0.08 | 0.48835 | 0.20648 | 3.0786 | 0.00034588 | 0.07468% | 0.2635% | 1.968e-06
[5 empty] | 0.085 | 0.51201 | 0.21612 | 3.251 | 0.00033945 | 0.01833% | 0.2758% | 5.0555e-07 |  |  |  | 0.085 | 0.51201 | 0.21612 | 3.251 | 0.00035665 | 0.03851% | 0.2758% | 1.0622e-06 |  |  | 0.085 | 0.51201 | 0.21612 | 3.251 | 0.00036525 | 0.07886% | 0.2758% | 2.1752e-06
[5 empty] | 0.09 | 0.53466 | 0.22554 | 3.425 | 0.00035762 | 0.01931% | 0.2878% | 5.5582e-07 |  |  |  | 0.09 | 0.53466 | 0.22554 | 3.425 | 0.00037574 | 0.04057% | 0.2878% | 1.1678e-06 |  |  | 0.09 | 0.53466 | 0.22554 | 3.425 | 0.0003848 | 0.08308% | 0.2878% | 2.3915e-06
[5 empty] | 0.095 | 0.55638 | 0.23475 | 3.6007 | 0.00037597 | 0.0203% | 0.2996% | 6.0818e-07 |  |  |  | 0.095 | 0.55638 | 0.23475 | 3.6007 | 0.00039501 | 0.04265% | 0.2996% | 1.2778e-06 |  |  | 0.095 | 0.55638 | 0.23475 | 3.6007 | 0.00040454 | 0.08734% | 0.2996% | 2.6167e-06
[5 empty] | 0.1 | 0.57728 | 0.24375 | 3.7782 | 0.0003945 | 0.0213% | 0.3111% | 6.6263e-07 |  |  |  | 0.1 | 0.57728 | 0.24375 | 3.7782 | 0.00041449 | 0.04475% | 0.3111% | 1.3922e-06 |  |  | 0.1 | 0.57728 | 0.24375 | 3.7782 | 0.00042448 | 0.09165% | 0.3111% | 2.8509e-06
[5 empty] | 0.105 | 0.59743 | 0.25255 | 3.9576 | 0.00041324 | 0.02231% | 0.3223% | 7.1916e-07 |  |  |  | 0.105 | 0.59743 | 0.25255 | 3.9576 | 0.00043417 | 0.04688% | 0.3223% | 1.511e-06 |  |  | 0.105 | 0.59743 | 0.25255 | 3.9576 | 0.00044464 | 0.096% | 0.3223% | 3.0941e-06
[5 empty] | 0.11 | 0.6169 | 0.26116 | 4.139 | 0.00043218 | 0.02334% | 0.3333% | 7.7777e-07 |  |  |  | 0.11 | 0.6169 | 0.26116 | 4.139 | 0.00045408 | 0.04903% | 0.3333% | 1.6341e-06 |  |  | 0.11 | 0.6169 | 0.26116 | 4.139 | 0.00046502 | 0.1004% | 0.3333% | 3.3462e-06
[5 empty] | 0.115 | 0.63574 | 0.26959 | 4.3226 | 0.00045135 | 0.02437% | 0.3441% | 8.3845e-07 |  |  |  | 0.115 | 0.63574 | 0.26959 | 4.3226 | 0.00047421 | 0.0512% | 0.3441% | 1.7616e-06 |  |  | 0.115 | 0.63574 | 0.26959 | 4.3226 | 0.00048564 | 0.1048% | 0.3441% | 3.6072e-06
[5 empty] | 0.12 | 0.65401 | 0.27783 | 4.5083 | 0.00047074 | 0.02542% | 0.3546% | 9.0122e-07 |  |  |  | 0.12 | 0.65401 | 0.27783 | 4.5083 | 0.00049458 | 0.0534% | 0.3546% | 1.8935e-06 |  |  | 0.12 | 0.65401 | 0.27783 | 4.5083 | 0.00050651 | 0.1093% | 0.3546% | 3.8772e-06
[5 empty] | 0.125 | 0.67175 | 0.28591 | 4.6962 | 0.00049036 | 0.02648% | 0.3649% | 9.6607e-07 |  |  |  | 0.125 | 0.67175 | 0.28591 | 4.6962 | 0.0005152 | 0.05563% | 0.3649% | 2.0297e-06 |  |  | 0.125 | 0.67175 | 0.28591 | 4.6962 | 0.00052762 | 0.1139% | 0.3649% | 4.1561e-06
[5 empty] | 0.13 | 0.689 | 0.29381 | 4.8865 | 0.00051023 | 0.02755% | 0.375% | 1.033e-06 |  |  |  | 0.13 | 0.689 | 0.29381 | 4.8865 | 0.00053608 | 0.05788% | 0.375% | 2.1703e-06 |  |  | 0.13 | 0.689 | 0.29381 | 4.8865 | 0.000549 | 0.1185% | 0.375% | 4.444e-06
[5 empty] | 0.135 | 0.70579 | 0.30155 | 5.0792 | 0.00053035 | 0.02863% | 0.3849% | 1.102e-06 |  |  |  | 0.135 | 0.70579 | 0.30155 | 5.0792 | 0.00055722 | 0.06016% | 0.3849% | 2.3153e-06 |  |  | 0.135 | 0.70579 | 0.30155 | 5.0792 | 0.00057065 | 0.1232% | 0.3849% | 4.7408e-06
[5 empty] | 0.14 | 0.72217 | 0.30913 | 5.2744 | 0.00055073 | 0.02974% | 0.3945% | 1.1731e-06 |  |  |  | 0.14 | 0.72217 | 0.30913 | 5.2744 | 0.00057863 | 0.06247% | 0.3945% | 2.4647e-06 |  |  | 0.14 | 0.72217 | 0.30913 | 5.2744 | 0.00059258 | 0.1279% | 0.3945% | 5.0466e-06
[5 empty] | 0.145 | 0.73815 | 0.31656 | 5.4721 | 0.00057138 | 0.03085% | 0.404% | 1.2463e-06 |  |  |  | 0.145 | 0.73815 | 0.31656 | 5.4721 | 0.00060032 | 0.06481% | 0.404% | 2.6185e-06 |  |  | 0.145 | 0.73815 | 0.31656 | 5.4721 | 0.00061479 | 0.1327% | 0.404% | 5.3614e-06
[5 empty] | 0.15 | 0.75377 | 0.32383 | 5.6724 | 0.00059229 | 0.03198% | 0.4133% | 1.3216e-06 |  |  |  | 0.15 | 0.75377 | 0.32383 | 5.6724 | 0.0006223 | 0.06719% | 0.4133% | 2.7767e-06 |  |  | 0.15 | 0.75377 | 0.32383 | 5.6724 | 0.0006373 | 0.1376% | 0.4133% | 5.6852e-06
[5 empty] | 0.155 | 0.76904 | 0.33096 | 5.8754 | 0.00061349 | 0.03312% | 0.4224% | 1.399e-06 |  |  |  | 0.155 | 0.76904 | 0.33096 | 5.8754 | 0.00064457 | 0.06959% | 0.4224% | 2.9393e-06 |  |  | 0.155 | 0.76904 | 0.33096 | 5.8754 | 0.00066011 | 0.1425% | 0.4224% | 6.0181e-06
[5 empty] | 0.16 | 0.78399 | 0.33793 | 6.0812 | 0.00063498 | 0.03428% | 0.4313% | 1.4786e-06 |  |  |  | 0.16 | 0.78399 | 0.33793 | 6.0812 | 0.00066714 | 0.07203% | 0.4313% | 3.1063e-06 |  |  | 0.16 | 0.78399 | 0.33793 | 6.0812 | 0.00068323 | 0.1475% | 0.4313% | 6.36e-06
[5 empty] | 0.165 | 0.79864 | 0.34477 | 6.2898 | 0.00065676 | 0.03546% | 0.44% | 1.5602e-06 |  |  |  | 0.165 | 0.79864 | 0.34477 | 6.2898 | 0.00069003 | 0.0745% | 0.44% | 3.2778e-06 |  |  | 0.165 | 0.79864 | 0.34477 | 6.2898 | 0.00070666 | 0.1525% | 0.44% | 6.7111e-06
[5 empty] | 0.17 | 0.813 | 0.35146 | 6.5013 | 0.00067884 | 0.03665% | 0.4485% | 1.644e-06 |  |  |  | 0.17 | 0.813 | 0.35146 | 6.5013 | 0.00071323 | 0.077% | 0.4485% | 3.4538e-06 |  |  | 0.17 | 0.813 | 0.35146 | 6.5013 | 0.00073043 | 0.1576% | 0.4485% | 7.0713e-06
[5 empty] | 0.175 | 0.8271 | 0.35802 | 6.7158 | 0.00070124 | 0.03786% | 0.4569% | 1.7299e-06 |  |  |  | 0.175 | 0.8271 | 0.35802 | 6.7158 | 0.00073676 | 0.07954% | 0.4569% | 3.6343e-06 |  |  | 0.175 | 0.8271 | 0.35802 | 6.7158 | 0.00075452 | 0.1628% | 0.4569% | 7.4406e-06
[5 empty] | 0.18 | 0.84094 | 0.36444 | 6.9333 | 0.00072395 | 0.03909% | 0.4651% | 1.8179e-06 |  |  |  | 0.18 | 0.84094 | 0.36444 | 6.9333 | 0.00076062 | 0.08211% | 0.4651% | 3.8192e-06 |  |  | 0.18 | 0.84094 | 0.36444 | 6.9333 | 0.00077896 | 0.1681% | 0.4651% | 7.8192e-06
[5 empty] | 0.185 | 0.85454 | 0.37074 | 7.1538 | 0.00074698 | 0.04033% | 0.4731% | 1.9081e-06 |  |  |  | 0.185 | 0.85454 | 0.37074 | 7.1538 | 0.00078482 | 0.08472% | 0.4731% | 4.0087e-06 |  |  | 0.185 | 0.85454 | 0.37074 | 7.1538 | 0.00080374 | 0.1735% | 0.4731% | 8.207e-06
[5 empty] | 0.19 | 0.86791 | 0.3769 | 7.3776 | 0.00077034 | 0.04159% | 0.481% | 2.0005e-06 |  |  |  | 0.19 | 0.86791 | 0.3769 | 7.3776 | 0.00080936 | 0.08737% | 0.481% | 4.2027e-06 |  |  | 0.19 | 0.86791 | 0.3769 | 7.3776 | 0.00082888 | 0.1789% | 0.481% | 8.6041e-06
[5 empty] | 0.195 | 0.88108 | 0.38293 | 7.6046 | 0.00079404 | 0.04287% | 0.4887% | 2.095e-06 |  |  |  | 0.195 | 0.88108 | 0.38293 | 7.6046 | 0.00083427 | 0.09006% | 0.4887% | 4.4013e-06 |  |  | 0.195 | 0.88108 | 0.38293 | 7.6046 | 0.00085438 | 0.1844% | 0.4887% | 9.0106e-06
[5 empty] | 0.2 | 0.89403 | 0.38884 | 7.8349 | 0.00081809 | 0.04417% | 0.4962% | 2.1918e-06 |  |  |  | 0.2 | 0.89403 | 0.38884 | 7.8349 | 0.00085953 | 0.09279% | 0.4962% | 4.6045e-06 |  |  | 0.2 | 0.89403 | 0.38884 | 7.8349 | 0.00088025 | 0.19% | 0.4962% | 9.4264e-06
[5 empty] | 0.205 | 0.9068 | 0.39462 | 8.0686 | 0.00084249 | 0.04548% | 0.5036% | 2.2907e-06 |  |  |  | 0.205 | 0.9068 | 0.39462 | 8.0686 | 0.00088517 | 0.09555% | 0.5036% | 4.8123e-06 |  |  | 0.205 | 0.9068 | 0.39462 | 8.0686 | 0.00090651 | 0.1956% | 0.5036% | 9.8516e-06
[5 empty] | 0.21 | 0.91938 | 0.40028 | 8.3057 | 0.00086725 | 0.04682% | 0.5108% | 2.3918e-06 |  |  |  | 0.21 | 0.91938 | 0.40028 | 8.3057 | 0.00091118 | 0.09836% | 0.5108% | 5.0247e-06 |  |  | 0.21 | 0.91938 | 0.40028 | 8.3057 | 0.00093315 | 0.2014% | 0.5108% | 1.0286e-05
[5 empty] | 0.215 | 0.93178 | 0.40582 | 8.5464 | 0.00089238 | 0.04818% | 0.5179% | 2.4952e-06 |  |  |  | 0.215 | 0.93178 | 0.40582 | 8.5464 | 0.00093759 | 0.1012% | 0.5179% | 5.2418e-06 |  |  | 0.215 | 0.93178 | 0.40582 | 8.5464 | 0.00096019 | 0.2072% | 0.5179% | 1.0731e-05
[5 empty] | 0.22 | 0.94402 | 0.41124 | 8.7906 | 0.00091789 | 0.04955% | 0.5248% | 2.6008e-06 |  |  |  | 0.22 | 0.94402 | 0.41124 | 8.7906 | 0.00096439 | 0.1041% | 0.5248% | 5.4635e-06 |  |  | 0.22 | 0.94402 | 0.41124 | 8.7906 | 0.00098763 | 0.2131% | 0.5248% | 1.1184e-05
[5 empty] | 0.225 | 0.9561 | 0.41655 | 9.0386 | 0.00094378 | 0.05095% | 0.5316% | 2.7086e-06 |  |  |  | 0.225 | 0.9561 | 0.41655 | 9.0386 | 0.00099159 | 0.107% | 0.5316% | 5.69e-06 |  |  | 0.225 | 0.9561 | 0.41655 | 9.0386 | 0.0010155 | 0.2191% | 0.5316% | 1.1648e-05
[5 empty] | 0.23 | 0.96803 | 0.42173 | 9.2903 | 0.00097006 | 0.05237% | 0.5382% | 2.8187e-06 |  |  |  | 0.23 | 0.96803 | 0.42173 | 9.2903 | 0.0010192 | 0.11% | 0.5382% | 5.9212e-06 |  |  | 0.23 | 0.96803 | 0.42173 | 9.2903 | 0.0010438 | 0.2252% | 0.5382% | 1.2121e-05
[5 empty] | 0.235 | 0.97982 | 0.42681 | 9.5459 | 0.00099674 | 0.05381% | 0.5447% | 2.931e-06 |  |  |  | 0.235 | 0.97982 | 0.42681 | 9.5459 | 0.0010472 | 0.113% | 0.5447% | 6.1572e-06 |  |  | 0.235 | 0.97982 | 0.42681 | 9.5459 | 0.0010725 | 0.2314% | 0.5447% | 1.2604e-05
[5 empty] | 0.24 | 0.99146 | 0.43177 | 9.8053 | 0.0010238 | 0.05527% | 0.551% | 3.0457e-06 |  |  |  | 0.24 | 0.99146 | 0.43177 | 9.8053 | 0.0010757 | 0.1161% | 0.551% | 6.398e-06 |  |  | 0.24 | 0.99146 | 0.43177 | 9.8053 | 0.0011016 | 0.2377% | 0.551% | 1.3097e-05
[5 empty] | 0.245 | 1.003 | 0.43662 | 10.0688 | 0.0010513 | 0.05676% | 0.5572% | 3.1626e-06 |  |  |  | 0.245 | 1.003 | 0.43662 | 10.0688 | 0.0011046 | 0.1192% | 0.5572% | 6.6436e-06 |  |  | 0.245 | 1.003 | 0.43662 | 10.0688 | 0.0011312 | 0.244% | 0.5572% | 1.3599e-05
[5 empty] | 0.25 | 1.0144 | 0.44136 | 10.3364 | 0.0010793 | 0.05826% | 0.5633% | 3.2819e-06 |  |  |  | 0.25 | 1.0144 | 0.44136 | 10.3364 | 0.001134 | 0.1224% | 0.5633% | 6.894e-06 |  |  | 0.25 | 1.0144 | 0.44136 | 10.3364 | 0.0011613 | 0.2505% | 0.5633% | 1.4111e-05
[5 empty] | 0.255 | 1.0256 | 0.44599 | 10.6081 | 0.0011077 | 0.0598% | 0.5692% | 3.4035e-06 |  |  |  | 0.255 | 1.0256 | 0.44599 | 10.6081 | 0.0011638 | 0.1256% | 0.5692% | 7.1494e-06 |  |  | 0.255 | 1.0256 | 0.44599 | 10.6081 | 0.0011918 | 0.2571% | 0.5692% | 1.4634e-05
[5 empty] | 0.26 | 1.0368 | 0.45051 | 10.8841 | 0.0011365 | 0.06135% | 0.575% | 3.5274e-06 |  |  |  | 0.26 | 1.0368 | 0.45051 | 10.8841 | 0.001194 | 0.1289% | 0.575% | 7.4096e-06 |  |  | 0.26 | 1.0368 | 0.45051 | 10.8841 | 0.0012228 | 0.2638% | 0.575% | 1.5166e-05
[5 empty] | 0.265 | 1.0478 | 0.45492 | 11.1644 | 0.0011657 | 0.06293% | 0.5806% | 3.6537e-06 |  |  |  | 0.265 | 1.0478 | 0.45492 | 11.1644 | 0.0012248 | 0.1322% | 0.5806% | 7.6748e-06 |  |  | 0.265 | 1.0478 | 0.45492 | 11.1644 | 0.0012543 | 0.2706% | 0.5806% | 1.5709e-05
[5 empty] | 0.27 | 1.0588 | 0.45923 | 11.4492 | 0.0011955 | 0.06454% | 0.5861% | 3.7823e-06 |  |  |  | 0.27 | 1.0588 | 0.45923 | 11.4492 | 0.001256 | 0.1356% | 0.5861% | 7.945e-06 |  |  | 0.27 | 1.0588 | 0.45923 | 11.4492 | 0.0012863 | 0.2775% | 0.5861% | 1.6261e-05
[5 empty] | 0.275 | 1.0696 | 0.46343 | 11.7385 | 0.0012257 | 0.06617% | 0.5914% | 3.9133e-06 |  |  |  | 0.275 | 1.0696 | 0.46343 | 11.7385 | 0.0012878 | 0.139% | 0.5914% | 8.2202e-06 |  |  | 0.275 | 1.0696 | 0.46343 | 11.7385 | 0.0013188 | 0.2845% | 0.5914% | 1.6824e-05
[5 empty] | 0.28 | 1.0804 | 0.46753 | 12.0325 | 0.0012564 | 0.06782% | 0.5967% | 4.0468e-06 |  |  |  | 0.28 | 1.0804 | 0.46753 | 12.0325 | 0.00132 | 0.1425% | 0.5967% | 8.5004e-06 |  |  | 0.28 | 1.0804 | 0.46753 | 12.0325 | 0.0013519 | 0.2916% | 0.5967% | 1.7398e-05
[5 empty] | 0.285 | 1.091 | 0.47153 | 12.3311 | 0.0012876 | 0.0695% | 0.6018% | 4.1827e-06 |  |  |  | 0.285 | 1.091 | 0.47153 | 12.3311 | 0.0013528 | 0.146% | 0.6018% | 8.7857e-06 |  |  | 0.285 | 1.091 | 0.47153 | 12.3311 | 0.0013854 | 0.2988% | 0.6018% | 1.7981e-05
[5 empty] | 0.29 | 1.1016 | 0.47542 | 12.6346 | 0.0013193 | 0.07121% | 0.6067% | 4.321e-06 |  |  |  | 0.29 | 1.1016 | 0.47542 | 12.6346 | 0.0013861 | 0.1496% | 0.6067% | 9.0761e-06 |  |  | 0.29 | 1.1016 | 0.47542 | 12.6346 | 0.0014195 | 0.3061% | 0.6067% | 1.8575e-05
[5 empty] | 0.295 | 1.112 | 0.47921 | 12.9431 | 0.0013515 | 0.07295% | 0.6116% | 4.4617e-06 |  |  |  | 0.295 | 1.112 | 0.47921 | 12.9431 | 0.0014199 | 0.1532% | 0.6116% | 9.3717e-06 |  |  | 0.295 | 1.112 | 0.47921 | 12.9431 | 0.0014542 | 0.3136% | 0.6116% | 1.918e-05
[5 empty] | 0.3 | 1.1224 | 0.48291 | 13.2566 | 0.0013842 | 0.07472% | 0.6163% | 4.6049e-06 |  |  |  | 0.3 | 1.1224 | 0.48291 | 13.2566 | 0.0014543 | 0.1569% | 0.6163% | 9.6725e-06 |  |  | 0.3 | 1.1224 | 0.48291 | 13.2566 | 0.0014894 | 0.3212% | 0.6163% | 1.9795e-05
[5 empty] | 0.305 | 1.1327 | 0.4865 | 13.5752 | 0.0014175 | 0.07651% | 0.6209% | 4.7507e-06 |  |  |  | 0.305 | 1.1327 | 0.4865 | 13.5752 | 0.0014893 | 0.1607% | 0.6209% | 9.9784e-06 |  |  | 0.305 | 1.1327 | 0.4865 | 13.5752 | 0.0015252 | 0.3289% | 0.6209% | 2.0421e-05
[5 empty] | 0.31 | 1.143 | 0.48999 | 13.8991 | 0.0014513 | 0.07834% | 0.6253% | 4.8989e-06 |  |  |  | 0.31 | 1.143 | 0.48999 | 13.8991 | 0.0015248 | 0.1645% | 0.6253% | 1.029e-05 |  |  | 0.31 | 1.143 | 0.48999 | 13.8991 | 0.0015616 | 0.3367% | 0.6253% | 2.1057e-05
[5 empty] | 0.315 | 1.1532 | 0.49339 | 14.2284 | 0.0014857 | 0.08019% | 0.6297% | 5.0496e-06 |  |  |  | 0.315 | 1.1532 | 0.49339 | 14.2284 | 0.0015609 | 0.1684% | 0.6297% | 1.0606e-05 |  |  | 0.315 | 1.1532 | 0.49339 | 14.2284 | 0.0015986 | 0.3447% | 0.6297% | 2.1705e-05
[5 empty] | 0.32 | 1.1633 | 0.49668 | 14.5632 | 0.0015206 | 0.08208% | 0.6339% | 5.2029e-06 |  |  |  | 0.32 | 1.1633 | 0.49668 | 14.5632 | 0.0015977 | 0.1724% | 0.6339% | 1.0928e-05 |  |  | 0.32 | 1.1633 | 0.49668 | 14.5632 | 0.0016362 | 0.3528% | 0.6339% | 2.2363e-05
[5 empty] | 0.325 | 1.1733 | 0.49988 | 14.9036 | 0.0015562 | 0.084% | 0.638% | 5.3588e-06 |  |  |  | 0.325 | 1.1733 | 0.49988 | 14.9036 | 0.001635 | 0.1764% | 0.638% | 1.1255e-05 |  |  | 0.325 | 1.1733 | 0.49988 | 14.9036 | 0.0016744 | 0.361% | 0.638% | 2.3032e-05
[5 empty] | 0.33 | 1.1833 | 0.50298 | 15.2497 | 0.0015923 | 0.08595% | 0.6419% | 5.5173e-06 |  |  |  | 0.33 | 1.1833 | 0.50298 | 15.2497 | 0.001673 | 0.1805% | 0.6419% | 1.1588e-05 |  |  | 0.33 | 1.1833 | 0.50298 | 15.2497 | 0.0017133 | 0.3694% | 0.6419% | 2.3712e-05
[5 empty] | 0.335 | 1.1932 | 0.50599 | 15.6018 | 0.0016291 | 0.08793% | 0.6458% | 5.6783e-06 |  |  |  | 0.335 | 1.1932 | 0.50599 | 15.6018 | 0.0017116 | 0.1847% | 0.6458% | 1.1926e-05 |  |  | 0.335 | 1.1932 | 0.50599 | 15.6018 | 0.0017529 | 0.3779% | 0.6458% | 2.4404e-05
[5 empty] | 0.34 | 1.203 | 0.5089 | 15.9598 | 0.0016665 | 0.08995% | 0.6495% | 5.842e-06 |  |  |  | 0.34 | 1.203 | 0.5089 | 15.9598 | 0.0017509 | 0.1889% | 0.6495% | 1.227e-05 |  |  | 0.34 | 1.203 | 0.5089 | 15.9598 | 0.0017931 | 0.3866% | 0.6495% | 2.5106e-05
[5 empty] | 0.345 | 1.2128 | 0.51172 | 16.3239 | 0.0017045 | 0.092% | 0.6531% | 6.0083e-06 |  |  |  | 0.345 | 1.2128 | 0.51172 | 16.3239 | 0.0017908 | 0.1932% | 0.6531% | 1.2619e-05 |  |  | 0.345 | 1.2128 | 0.51172 | 16.3239 | 0.001834 | 0.3954% | 0.6531% | 2.582e-05
[5 empty] | 0.35 | 1.2226 | 0.51444 | 16.6943 | 0.0017432 | 0.09409% | 0.6565% | 6.1772e-06 |  |  |  | 0.35 | 1.2226 | 0.51444 | 16.6943 | 0.0018315 | 0.1976% | 0.6565% | 1.2974e-05 |  |  | 0.35 | 1.2226 | 0.51444 | 16.6943 | 0.0018756 | 0.4043% | 0.6565% | 2.6545e-05
[5 empty] | 0.355 | 1.2323 | 0.51707 | 17.0712 | 0.0017825 | 0.09621% | 0.6599% | 6.3489e-06 |  |  |  | 0.355 | 1.2323 | 0.51707 | 17.0712 | 0.0018728 | 0.2021% | 0.6599% | 1.3334e-05 |  |  | 0.355 | 1.2323 | 0.51707 | 17.0712 | 0.001918 | 0.4134% | 0.6599% | 2.7282e-05
[5 empty] | 0.36 | 1.2419 | 0.51961 | 17.4546 | 0.0018225 | 0.09837% | 0.6631% | 6.5233e-06 |  |  |  | 0.36 | 1.2419 | 0.51961 | 17.4546 | 0.0019149 | 0.2066% | 0.6631% | 1.37e-05 |  |  | 0.36 | 1.2419 | 0.51961 | 17.4546 | 0.001961 | 0.4227% | 0.6631% | 2.803e-05
[5 empty] | 0.365 | 1.2515 | 0.52205 | 17.8447 | 0.0018633 | 0.1006% | 0.6663% | 6.7003e-06 |  |  |  | 0.365 | 1.2515 | 0.52205 | 17.8447 | 0.0019577 | 0.2112% | 0.6663% | 1.4072e-05 |  |  | 0.365 | 1.2515 | 0.52205 | 17.8447 | 0.0020049 | 0.4321% | 0.6663% | 2.879e-05
[5 empty] | 0.37 | 1.2611 | 0.5244 | 18.2417 | 0.0019047 | 0.1028% | 0.6693% | 6.8802e-06 |  |  |  | 0.37 | 1.2611 | 0.5244 | 18.2417 | 0.0020012 | 0.2159% | 0.6693% | 1.4449e-05 |  |  | 0.37 | 1.2611 | 0.5244 | 18.2417 | 0.0020495 | 0.4417% | 0.6693% | 2.9562e-05
[5 empty] | 0.375 | 1.2706 | 0.52666 | 18.6457 | 0.0019469 | 0.1051% | 0.6721% | 7.0628e-06 |  |  |  | 0.375 | 1.2706 | 0.52666 | 18.6457 | 0.0020455 | 0.2207% | 0.6721% | 1.4832e-05 |  |  | 0.375 | 1.2706 | 0.52666 | 18.6457 | 0.0020949 | 0.4515% | 0.6721% | 3.0345e-05
[5 empty] | 0.38 | 1.2801 | 0.52883 | 19.057 | 0.0019899 | 0.1074% | 0.6749% | 7.2481e-06 |  |  |  | 0.38 | 1.2801 | 0.52883 | 19.057 | 0.0020907 | 0.2255% | 0.6749% | 1.5222e-05 |  |  | 0.38 | 1.2801 | 0.52883 | 19.057 | 0.0021411 | 0.4614% | 0.6749% | 3.114e-05
[5 empty] | 0.385 | 1.2895 | 0.5309 | 19.4756 | 0.0020336 | 0.1098% | 0.6776% | 7.4363e-06 |  |  |  | 0.385 | 1.2895 | 0.5309 | 19.4756 | 0.0021366 | 0.2305% | 0.6776% | 1.5617e-05 |  |  | 0.385 | 1.2895 | 0.5309 | 19.4756 | 0.0021881 | 0.4715% | 0.6776% | 3.1948e-05
[5 empty] | 0.39 | 1.2989 | 0.53289 | 19.9017 | 0.0020781 | 0.1122% | 0.6801% | 7.6274e-06 |  |  |  | 0.39 | 1.2989 | 0.53289 | 19.9017 | 0.0021833 | 0.2355% | 0.6801% | 1.6018e-05 |  |  | 0.39 | 1.2989 | 0.53289 | 19.9017 | 0.002236 | 0.4818% | 0.6801% | 3.2767e-05
[5 empty] | 0.395 | 1.3083 | 0.53478 | 20.3356 | 0.0021234 | 0.1146% | 0.6825% | 7.8213e-06 |  |  |  | 0.395 | 1.3083 | 0.53478 | 20.3356 | 0.0022309 | 0.2407% | 0.6825% | 1.6425e-05 |  |  | 0.395 | 1.3083 | 0.53478 | 20.3356 | 0.0022847 | 0.4923% | 0.6825% | 3.3599e-05
[5 empty] | 0.4 | 1.3176 | 0.53659 | 20.7773 | 0.0021695 | 0.1171% | 0.6848% | 8.018e-06 |  |  |  | 0.4 | 1.3176 | 0.53659 | 20.7773 | 0.0022794 | 0.2459% | 0.6848% | 1.6838e-05 |  |  | 0.4 | 1.3176 | 0.53659 | 20.7773 | 0.0023343 | 0.503% | 0.6848% | 3.4442e-05
[5 empty] | 0.405 | 1.3269 | 0.5383 | 21.2272 | 0.0022165 | 0.1196% | 0.687% | 8.2177e-06 |  |  |  | 0.405 | 1.3269 | 0.5383 | 21.2272 | 0.0023288 | 0.2512% | 0.687% | 1.7257e-05 |  |  | 0.405 | 1.3269 | 0.5383 | 21.2272 | 0.0023849 | 0.5138% | 0.687% | 3.5299e-05
[5 empty] | 0.41 | 1.3362 | 0.53993 | 21.6854 | 0.0022643 | 0.1222% | 0.6891% | 8.4203e-06 |  |  |  | 0.41 | 1.3362 | 0.53993 | 21.6854 | 0.002379 | 0.2566% | 0.6891% | 1.7682e-05 |  |  | 0.41 | 1.3362 | 0.53993 | 21.6854 | 0.0024364 | 0.5249% | 0.6891% | 3.6168e-05
[5 empty] | 0.415 | 1.3454 | 0.54146 | 22.1521 | 0.002313 | 0.1248% | 0.691% | 8.6259e-06 |  |  |  | 0.415 | 1.3454 | 0.54146 | 22.1521 | 0.0024302 | 0.2621% | 0.691% | 1.8113e-05 |  |  | 0.415 | 1.3454 | 0.54146 | 22.1521 | 0.0024888 | 0.5361% | 0.691% | 3.7049e-05
[5 empty] | 0.42 | 1.3546 | 0.54291 | 22.6275 | 0.0023627 | 0.1275% | 0.6929% | 8.8344e-06 |  |  |  | 0.42 | 1.3546 | 0.54291 | 22.6275 | 0.0024824 | 0.2677% | 0.6929% | 1.8551e-05 |  |  | 0.42 | 1.3546 | 0.54291 | 22.6275 | 0.0025422 | 0.5476% | 0.6929% | 3.7943e-05
[5 empty] | 0.425 | 1.3638 | 0.54427 | 23.1119 | 0.0024133 | 0.1302% | 0.6946% | 9.046e-06 |  |  |  | 0.425 | 1.3638 | 0.54427 | 23.1119 | 0.0025355 | 0.2735% | 0.6946% | 1.8995e-05 |  |  | 0.425 | 1.3638 | 0.54427 | 23.1119 | 0.0025966 | 0.5593% | 0.6946% | 3.885e-05
[5 empty] | 0.43 | 1.373 | 0.54553 | 23.6054 | 0.0024648 | 0.133% | 0.6962% | 9.2605e-06 |  |  |  | 0.43 | 1.373 | 0.54553 | 23.6054 | 0.0025896 | 0.2793% | 0.6962% | 1.9445e-05 |  |  | 0.43 | 1.373 | 0.54553 | 23.6054 | 0.0026521 | 0.5712% | 0.6962% | 3.9769e-05
[5 empty] | 0.435 | 1.3822 | 0.54672 | 24.1083 | 0.0025173 | 0.1358% | 0.6977% | 9.4782e-06 |  |  |  | 0.435 | 1.3822 | 0.54672 | 24.1083 | 0.0026448 | 0.2852% | 0.6977% | 1.9902e-05 |  |  | 0.435 | 1.3822 | 0.54672 | 24.1083 | 0.0027086 | 0.5833% | 0.6977% | 4.0702e-05
[5 empty] | 0.44 | 1.3913 | 0.54781 | 24.6208 | 0.0025708 | 0.1387% | 0.6991% | 9.6989e-06 |  |  |  | 0.44 | 1.3913 | 0.54781 | 24.6208 | 0.002701 | 0.2913% | 0.6991% | 2.0365e-05 |  |  | 0.44 | 1.3913 | 0.54781 | 24.6208 | 0.0027662 | 0.5957% | 0.6991% | 4.1648e-05
[5 empty] | 0.445 | 1.4004 | 0.54881 | 25.1432 | 0.0026254 | 0.1417% | 0.7004% | 9.9227e-06 |  |  |  | 0.445 | 1.4004 | 0.54881 | 25.1432 | 0.0027584 | 0.2975% | 0.7004% | 2.0834e-05 |  |  | 0.445 | 1.4004 | 0.54881 | 25.1432 | 0.0028249 | 0.6083% | 0.7004% | 4.2607e-05
[5 empty] | 0.45 | 1.4095 | 0.54973 | 25.6758 | 0.002681 | 0.1447% | 0.7016% | 1.015e-05 |  |  |  | 0.45 | 1.4095 | 0.54973 | 25.6758 | 0.0028168 | 0.3038% | 0.7016% | 2.1311e-05 |  |  | 0.45 | 1.4095 | 0.54973 | 25.6758 | 0.0028847 | 0.6212% | 0.7016% | 4.3579e-05
[5 empty] | 0.455 | 1.4186 | 0.55056 | 26.2188 | 0.0027377 | 0.1477% | 0.7026% | 1.038e-05 |  |  |  | 0.455 | 1.4186 | 0.55056 | 26.2188 | 0.0028764 | 0.3102% | 0.7026% | 2.1793e-05 |  |  | 0.455 | 1.4186 | 0.55056 | 26.2188 | 0.0029457 | 0.6343% | 0.7026% | 4.4565e-05
[5 empty] | 0.46 | 1.4277 | 0.5513 | 26.7724 | 0.0027955 | 0.1508% | 0.7036% | 1.0613e-05 |  |  |  | 0.46 | 1.4277 | 0.5513 | 26.7724 | 0.0029371 | 0.3167% | 0.7036% | 2.2283e-05 |  |  | 0.46 | 1.4277 | 0.5513 | 26.7724 | 0.0030079 | 0.6476% | 0.7036% | 4.5564e-05
[5 empty] | 0.465 | 1.4368 | 0.55195 | 27.3371 | 0.0028544 | 0.154% | 0.7044% | 1.085e-05 |  |  |  | 0.465 | 1.4368 | 0.55195 | 27.3371 | 0.002999 | 0.3234% | 0.7044% | 2.2779e-05 |  |  | 0.465 | 1.4368 | 0.55195 | 27.3371 | 0.0030713 | 0.6612% | 0.7044% | 4.6577e-05
[5 empty] | 0.47 | 1.4458 | 0.55252 | 27.9129 | 0.0029146 | 0.1573% | 0.7051% | 1.1089e-05 |  |  |  | 0.47 | 1.4458 | 0.55252 | 27.9129 | 0.0030622 | 0.3302% | 0.7051% | 2.3282e-05 |  |  | 0.47 | 1.4458 | 0.55252 | 27.9129 | 0.003136 | 0.6751% | 0.7051% | 4.7604e-05
[5 empty] | 0.475 | 1.4549 | 0.553 | 28.5004 | 0.0029759 | 0.1606% | 0.7058% | 1.1332e-05 |  |  |  | 0.475 | 1.4549 | 0.553 | 28.5004 | 0.0031267 | 0.3371% | 0.7058% | 2.3792e-05 |  |  | 0.475 | 1.4549 | 0.553 | 28.5004 | 0.003202 | 0.6893% | 0.7058% | 4.8644e-05
[5 empty] | 0.48 | 1.4639 | 0.55339 | 29.0998 | 0.0030385 | 0.1639% | 0.7063% | 1.1579e-05 |  |  |  | 0.48 | 1.4639 | 0.55339 | 29.0998 | 0.0031924 | 0.3442% | 0.7063% | 2.4308e-05 |  |  | 0.48 | 1.4639 | 0.55339 | 29.0998 | 0.0032694 | 0.7037% | 0.7063% | 4.9699e-05
[5 empty] | 0.485 | 1.4729 | 0.55369 | 29.7113 | 0.0031024 | 0.1674% | 0.7066% | 1.1828e-05 |  |  |  | 0.485 | 1.4729 | 0.55369 | 29.7113 | 0.0032595 | 0.3514% | 0.7066% | 2.4832e-05 |  |  | 0.485 | 1.4729 | 0.55369 | 29.7113 | 0.0033381 | 0.7184% | 0.7066% | 5.0768e-05
[5 empty] | 0.49 | 1.482 | 0.55391 | 30.3354 | 0.0031675 | 0.1709% | 0.7069% | 1.2081e-05 |  |  |  | 0.49 | 1.482 | 0.55391 | 30.3354 | 0.003328 | 0.3588% | 0.7069% | 2.5363e-05 |  |  | 0.49 | 1.482 | 0.55391 | 30.3354 | 0.0034082 | 0.7335% | 0.7069% | 5.185e-05
[5 empty] | 0.495 | 1.491 | 0.55404 | 30.9725 | 0.003234 | 0.1745% | 0.7071% | 1.2338e-05 |  |  |  | 0.495 | 1.491 | 0.55404 | 30.9725 | 0.0033979 | 0.3663% | 0.7071% | 2.59e-05 |  |  | 0.495 | 1.491 | 0.55404 | 30.9725 | 0.0034798 | 0.7488% | 0.7071% | 5.2948e-05
[5 empty] | 0.5 | 1.5 | 0.55409 | 31.6228 | 0.0033019 | 0.1781% | 0.7071% | 1.2597e-05 |  |  |  | 0.5 | 1.5 | 0.55409 | 31.6228 | 0.0034692 | 0.374% | 0.7071% | 2.6445e-05 |  |  | 0.5 | 1.5 | 0.55409 | 31.6228 | 0.0035528 | 0.7645% | 0.7071% | 5.4059e-05
[5 empty] | 0.505 | 1.509 | 0.55404 | 32.2867 | 0.0033713 | 0.1819% | 0.7071% | 1.2861e-05 |  |  |  | 0.505 | 1.509 | 0.55404 | 32.2867 | 0.003542 | 0.3818% | 0.7071% | 2.6997e-05 |  |  | 0.505 | 1.509 | 0.55404 | 32.2867 | 0.0036274 | 0.7805% | 0.7071% | 5.5186e-05
[5 empty] | 0.51 | 1.518 | 0.55391 | 32.9647 | 0.0034421 | 0.1857% | 0.7069% | 1.3127e-05 |  |  |  | 0.51 | 1.518 | 0.55391 | 32.9647 | 0.0036164 | 0.3898% | 0.7069% | 2.7557e-05 |  |  | 0.51 | 1.518 | 0.55391 | 32.9647 | 0.0037036 | 0.7968% | 0.7069% | 5.6327e-05
[5 empty] | 0.515 | 1.5271 | 0.55369 | 33.6572 | 0.0035144 | 0.1896% | 0.7066% | 1.3398e-05 |  |  |  | 0.515 | 1.5271 | 0.55369 | 33.6572 | 0.0036924 | 0.398% | 0.7066% | 2.8123e-05 |  |  | 0.515 | 1.5271 | 0.55369 | 33.6572 | 0.0037814 | 0.8135% | 0.7066% | 5.7482e-05
[5 empty] | 0.52 | 1.5361 | 0.55339 | 34.3645 | 0.0035882 | 0.1936% | 0.7063% | 1.3671e-05 |  |  |  | 0.52 | 1.5361 | 0.55339 | 34.3645 | 0.00377 | 0.4063% | 0.7063% | 2.8697e-05 |  |  | 0.52 | 1.5361 | 0.55339 | 34.3645 | 0.0038609 | 0.8305% | 0.7063% | 5.8653e-05
[5 empty] | 0.525 | 1.5451 | 0.553 | 35.0872 | 0.0036637 | 0.1976% | 0.7058% | 1.3949e-05 |  |  |  | 0.525 | 1.5451 | 0.553 | 35.0872 | 0.0038493 | 0.4149% | 0.7058% | 2.9279e-05 |  |  | 0.525 | 1.5451 | 0.553 | 35.0872 | 0.0039421 | 0.8479% | 0.7058% | 5.9839e-05
[5 empty] | 0.53 | 1.5542 | 0.55252 | 35.8257 | 0.0037408 | 0.2018% | 0.7051% | 1.423e-05 |  |  |  | 0.53 | 1.5542 | 0.55252 | 35.8257 | 0.0039303 | 0.4236% | 0.7051% | 2.9868e-05 |  |  | 0.53 | 1.5542 | 0.55252 | 35.8257 | 0.004025 | 0.8656% | 0.7051% | 6.104e-05
[5 empty] | 0.535 | 1.5632 | 0.55195 | 36.5804 | 0.0038196 | 0.206% | 0.7044% | 1.4514e-05 |  |  |  | 0.535 | 1.5632 | 0.55195 | 36.5804 | 0.0040131 | 0.4325% | 0.7044% | 3.0464e-05 |  |  | 0.535 | 1.5632 | 0.55195 | 36.5804 | 0.0041098 | 0.8838% | 0.7044% | 6.2256e-05
[5 empty] | 0.54 | 1.5723 | 0.5513 | 37.3519 | 0.0039001 | 0.2104% | 0.7036% | 1.4802e-05 |  |  |  | 0.54 | 1.5723 | 0.5513 | 37.3519 | 0.0040977 | 0.4416% | 0.7036% | 3.1069e-05 |  |  | 0.54 | 1.5723 | 0.5513 | 37.3519 | 0.0041965 | 0.9023% | 0.7036% | 6.3488e-05
[5 empty] | 0.545 | 1.5814 | 0.55056 | 38.1406 | 0.0039825 | 0.2148% | 0.7026% | 1.5094e-05 |  |  |  | 0.545 | 1.5814 | 0.55056 | 38.1406 | 0.0041842 | 0.4509% | 0.7026% | 3.1681e-05 |  |  | 0.545 | 1.5814 | 0.55056 | 38.1406 | 0.0042851 | 0.9213% | 0.7026% | 6.4735e-05
[5 empty] | 0.55 | 1.5905 | 0.54973 | 38.9472 | 0.0040667 | 0.2194% | 0.7016% | 1.539e-05 |  |  |  | 0.55 | 1.5905 | 0.54973 | 38.9472 | 0.0042727 | 0.4604% | 0.7016% | 3.23e-05 |  |  | 0.55 | 1.5905 | 0.54973 | 38.9472 | 0.0043757 | 0.9407% | 0.7016% | 6.5998e-05
[5 empty] | 0.555 | 1.5996 | 0.54881 | 39.7721 | 0.0041529 | 0.224% | 0.7004% | 1.5689e-05 |  |  |  | 0.555 | 1.5996 | 0.54881 | 39.7721 | 0.0043632 | 0.4701% | 0.7004% | 3.2928e-05 |  |  | 0.555 | 1.5996 | 0.54881 | 39.7721 | 0.0044684 | 0.9605% | 0.7004% | 6.7277e-05
[5 empty] | 0.56 | 1.6087 | 0.54781 | 40.6161 | 0.004241 | 0.2288% | 0.6991% | 1.5993e-05 |  |  |  | 0.56 | 1.6087 | 0.54781 | 40.6161 | 0.0044558 | 0.4801% | 0.6991% | 3.3563e-05 |  |  | 0.56 | 1.6087 | 0.54781 | 40.6161 | 0.0045632 | 0.9808% | 0.6991% | 6.8572e-05
[5 empty] | 0.565 | 1.6178 | 0.54672 | 41.4796 | 0.0043311 | 0.2336% | 0.6977% | 1.63e-05 |  |  |  | 0.565 | 1.6178 | 0.54672 | 41.4796 | 0.0045505 | 0.4903% | 0.6977% | 3.4207e-05 |  |  | 0.565 | 1.6178 | 0.54672 | 41.4796 | 0.0046603 | 1.002% | 0.6977% | 6.9883e-05
[5 empty] | 0.57 | 1.627 | 0.54553 | 42.3633 | 0.0044234 | 0.2386% | 0.6962% | 1.6611e-05 |  |  |  | 0.57 | 1.627 | 0.54553 | 42.3633 | 0.0046475 | 0.5007% | 0.6962% | 3.4858e-05 |  |  | 0.57 | 1.627 | 0.54553 | 42.3633 | 0.0047595 | 1.023% | 0.6962% | 7.121e-05
[5 empty] | 0.575 | 1.6362 | 0.54427 | 43.2678 | 0.0045179 | 0.2437% | 0.6946% | 1.6925e-05 |  |  |  | 0.575 | 1.6362 | 0.54427 | 43.2678 | 0.0047467 | 0.5113% | 0.6946% | 3.5518e-05 |  |  | 0.575 | 1.6362 | 0.54427 | 43.2678 | 0.0048612 | 1.045% | 0.6946% | 7.2553e-05
[5 empty] | 0.58 | 1.6454 | 0.54291 | 44.194 | 0.0046146 | 0.2489% | 0.6929% | 1.7244e-05 |  |  |  | 0.58 | 1.6454 | 0.54291 | 44.194 | 0.0048483 | 0.5223% | 0.6929% | 3.6186e-05 |  |  | 0.58 | 1.6454 | 0.54291 | 44.194 | 0.0049652 | 1.067% | 0.6929% | 7.3913e-05
[5 empty] | 0.585 | 1.6546 | 0.54146 | 45.1425 | 0.0047136 | 0.2542% | 0.691% | 1.7567e-05 |  |  |  | 0.585 | 1.6546 | 0.54146 | 45.1425 | 0.0049524 | 0.5334% | 0.691% | 3.6862e-05 |  |  | 0.585 | 1.6546 | 0.54146 | 45.1425 | 0.0050718 | 1.09% | 0.691% | 7.529e-05
[5 empty] | 0.59 | 1.6638 | 0.53993 | 46.114 | 0.0048151 | 0.2597% | 0.6891% | 1.7893e-05 |  |  |  | 0.59 | 1.6638 | 0.53993 | 46.114 | 0.005059 | 0.5449% | 0.6891% | 3.7546e-05 |  |  | 0.59 | 1.6638 | 0.53993 | 46.114 | 0.0051809 | 1.113% | 0.6891% | 7.6683e-05
[5 empty] | 0.595 | 1.6731 | 0.5383 | 47.1093 | 0.004919 | 0.2653% | 0.687% | 1.8224e-05 |  |  |  | 0.595 | 1.6731 | 0.5383 | 47.1093 | 0.0051682 | 0.5566% | 0.687% | 3.8239e-05 |  |  | 0.595 | 1.6731 | 0.5383 | 47.1093 | 0.0052928 | 1.137% | 0.687% | 7.8093e-05
[5 empty] | 0.6 | 1.6824 | 0.53659 | 48.1293 | 0.0050255 | 0.271% | 0.6848% | 1.8559e-05 |  |  |  | 0.6 | 1.6824 | 0.53659 | 48.1293 | 0.0052801 | 0.5686% | 0.6848% | 3.894e-05 |  |  | 0.6 | 1.6824 | 0.53659 | 48.1293 | 0.0054074 | 1.161% | 0.6848% | 7.952e-05
[5 empty] | 0.605 | 1.6917 | 0.53478 | 49.1749 | 0.0051347 | 0.2769% | 0.6825% | 1.8898e-05 |  |  |  | 0.605 | 1.6917 | 0.53478 | 49.1749 | 0.0053948 | 0.5809% | 0.6825% | 3.965e-05 |  |  | 0.605 | 1.6917 | 0.53478 | 49.1749 | 0.0055248 | 1.186% | 0.6825% | 8.0964e-05
[5 empty] | 0.61 | 1.7011 | 0.53289 | 50.2469 | 0.0052466 | 0.2829% | 0.6801% | 1.9241e-05 |  |  |  | 0.61 | 1.7011 | 0.53289 | 50.2469 | 0.0055124 | 0.5936% | 0.6801% | 4.0368e-05 |  |  | 0.61 | 1.7011 | 0.53289 | 50.2469 | 0.0056453 | 1.212% | 0.6801% | 8.2425e-05
[5 empty] | 0.615 | 1.7105 | 0.5309 | 51.3464 | 0.0053614 | 0.2891% | 0.6776% | 1.9588e-05 |  |  |  | 0.615 | 1.7105 | 0.5309 | 51.3464 | 0.005633 | 0.6065% | 0.6776% | 4.1095e-05 |  |  | 0.615 | 1.7105 | 0.5309 | 51.3464 | 0.0057688 | 1.238% | 0.6776% | 8.3904e-05
[5 empty] | 0.62 | 1.7199 | 0.52883 | 52.4742 | 0.0054792 | 0.2954% | 0.6749% | 1.9939e-05 |  |  |  | 0.62 | 1.7199 | 0.52883 | 52.4742 | 0.0057567 | 0.6198% | 0.6749% | 4.1831e-05 |  |  | 0.62 | 1.7199 | 0.52883 | 52.4742 | 0.0058955 | 1.265% | 0.6749% | 8.54e-05
[5 empty] | 0.625 | 1.7294 | 0.52666 | 53.6315 | 0.0056 | 0.3019% | 0.6721% | 2.0295e-05 |  |  |  | 0.625 | 1.7294 | 0.52666 | 53.6315 | 0.0058837 | 0.6334% | 0.6721% | 4.2575e-05 |  |  | 0.625 | 1.7294 | 0.52666 | 53.6315 | 0.0060255 | 1.293% | 0.6721% | 8.6913e-05
[5 empty] | 0.63 | 1.7389 | 0.5244 | 54.8194 | 0.005724 | 0.3086% | 0.6693% | 2.0655e-05 |  |  |  | 0.63 | 1.7389 | 0.5244 | 54.8194 | 0.006014 | 0.6474% | 0.6693% | 4.3328e-05 |  |  | 0.63 | 1.7389 | 0.5244 | 54.8194 | 0.006159 | 1.322% | 0.6693% | 8.8445e-05
[5 empty] | 0.635 | 1.7485 | 0.52205 | 56.039 | 0.0058514 | 0.3155% | 0.6663% | 2.1019e-05 |  |  |  | 0.635 | 1.7485 | 0.52205 | 56.039 | 0.0061478 | 0.6618% | 0.6663% | 4.4091e-05 |  |  | 0.635 | 1.7485 | 0.52205 | 56.039 | 0.006296 | 1.351% | 0.6663% | 8.9994e-05
[5 empty] | 0.64 | 1.7581 | 0.51961 | 57.2915 | 0.0059822 | 0.3225% | 0.6631% | 2.1387e-05 |  |  |  | 0.64 | 1.7581 | 0.51961 | 57.2915 | 0.0062852 | 0.6765% | 0.6631% | 4.4862e-05 |  |  | 0.64 | 1.7581 | 0.51961 | 57.2915 | 0.0064367 | 1.381% | 0.6631% | 9.1561e-05
[5 empty] | 0.645 | 1.7677 | 0.51707 | 58.5782 | 0.0061165 | 0.3297% | 0.6599% | 2.176e-05 |  |  |  | 0.645 | 1.7677 | 0.51707 | 58.5782 | 0.0064264 | 0.6916% | 0.6599% | 4.5642e-05 |  |  | 0.645 | 1.7677 | 0.51707 | 58.5782 | 0.0065813 | 1.412% | 0.6599% | 9.3146e-05
[5 empty] | 0.65 | 1.7774 | 0.51444 | 59.9005 | 0.0062546 | 0.3372% | 0.6565% | 2.2137e-05 |  |  |  | 0.65 | 1.7774 | 0.51444 | 59.9005 | 0.0065714 | 0.7072% | 0.6565% | 4.6431e-05 |  |  | 0.65 | 1.7774 | 0.51444 | 59.9005 | 0.0067299 | 1.443% | 0.6565% | 9.4749e-05
[5 empty] | 0.655 | 1.7872 | 0.51172 | 61.2598 | 0.0063965 | 0.3448% | 0.6531% | 2.2519e-05 |  |  |  | 0.655 | 1.7872 | 0.51172 | 61.2598 | 0.0067206 | 0.7232% | 0.6531% | 4.723e-05 |  |  | 0.655 | 1.7872 | 0.51172 | 61.2598 | 0.0068826 | 1.476% | 0.6531% | 9.637e-05
[5 empty] | 0.66 | 1.797 | 0.5089 | 62.6576 | 0.0065425 | 0.3527% | 0.6495% | 2.2905e-05 |  |  |  | 0.66 | 1.797 | 0.5089 | 62.6576 | 0.0068739 | 0.7396% | 0.6495% | 4.8038e-05 |  |  | 0.66 | 1.797 | 0.5089 | 62.6576 | 0.0070396 | 1.509% | 0.6495% | 9.801e-05
[5 empty] | 0.665 | 1.8068 | 0.50599 | 64.0954 | 0.0066926 | 0.3607% | 0.6458% | 2.3296e-05 |  |  |  | 0.665 | 1.8068 | 0.50599 | 64.0954 | 0.0070316 | 0.7565% | 0.6458% | 4.8855e-05 |  |  | 0.665 | 1.8068 | 0.50599 | 64.0954 | 0.0072012 | 1.543% | 0.6458% | 9.9668e-05
[5 empty] | 0.67 | 1.8167 | 0.50298 | 65.5749 | 0.0068471 | 0.3691% | 0.6419% | 2.3691e-05 |  |  |  | 0.67 | 1.8167 | 0.50298 | 65.5749 | 0.0071939 | 0.7739% | 0.6419% | 4.9681e-05 |  |  | 0.67 | 1.8167 | 0.50298 | 65.5749 | 0.0073674 | 1.579% | 0.6419% | 0.00010134
[5 empty] | 0.675 | 1.8267 | 0.49988 | 67.0979 | 0.0070061 | 0.3776% | 0.638% | 2.4091e-05 |  |  |  | 0.675 | 1.8267 | 0.49988 | 67.0979 | 0.007361 | 0.7918% | 0.638% | 5.0517e-05 |  |  | 0.675 | 1.8267 | 0.49988 | 67.0979 | 0.0075385 | 1.615% | 0.638% | 0.00010304
[5 empty] | 0.68 | 1.8367 | 0.49668 | 68.6662 | 0.0071699 | 0.3864% | 0.6339% | 2.4495e-05 |  |  |  | 0.68 | 1.8367 | 0.49668 | 68.6662 | 0.0075331 | 0.8103% | 0.6339% | 5.1362e-05 |  |  | 0.68 | 1.8367 | 0.49668 | 68.6662 | 0.0077147 | 1.653% | 0.6339% | 0.00010475
[5 empty] | 0.685 | 1.8468 | 0.49339 | 70.2819 | 0.0073386 | 0.3955% | 0.6297% | 2.4904e-05 |  |  |  | 0.685 | 1.8468 | 0.49339 | 70.2819 | 0.0077103 | 0.8293% | 0.6297% | 5.2216e-05 |  |  | 0.685 | 1.8468 | 0.49339 | 70.2819 | 0.0078962 | 1.691% | 0.6297% | 0.00010649
[5 empty] | 0.69 | 1.857 | 0.48999 | 71.9469 | 0.0075124 | 0.4049% | 0.6253% | 2.5317e-05 |  |  |  | 0.69 | 1.857 | 0.48999 | 71.9469 | 0.007893 | 0.8488% | 0.6253% | 5.308e-05 |  |  | 0.69 | 1.857 | 0.48999 | 71.9469 | 0.0080833 | 1.731% | 0.6253% | 0.00010824
[5 empty] | 0.695 | 1.8673 | 0.4865 | 73.6636 | 0.0076917 | 0.4145% | 0.6209% | 2.5735e-05 |  |  |  | 0.695 | 1.8673 | 0.4865 | 73.6636 | 0.0080813 | 0.869% | 0.6209% | 5.3954e-05 |  |  | 0.695 | 1.8673 | 0.4865 | 73.6636 | 0.0082761 | 1.772% | 0.6209% | 0.00011001
[5 empty] | 0.7 | 1.8776 | 0.48291 | 75.4342 | 0.0078766 | 0.4244% | 0.6163% | 2.6158e-05 |  |  |  | 0.7 | 1.8776 | 0.48291 | 75.4342 | 0.0082756 | 0.8898% | 0.6163% | 5.4837e-05 |  |  | 0.7 | 1.8776 | 0.48291 | 75.4342 | 0.0084751 | 1.814% | 0.6163% | 0.00011179
[5 empty] | 0.705 | 1.888 | 0.47921 | 77.2613 | 0.0080673 | 0.4347% | 0.6116% | 2.6585e-05 |  |  |  | 0.705 | 1.888 | 0.47921 | 77.2613 | 0.008476 | 0.9112% | 0.6116% | 5.573e-05 |  |  | 0.705 | 1.888 | 0.47921 | 77.2613 | 0.0086804 | 1.857% | 0.6116% | 0.0001136
[5 empty] | 0.71 | 1.8984 | 0.47542 | 79.1475 | 0.0082643 | 0.4453% | 0.6067% | 2.7017e-05 |  |  |  | 0.71 | 1.8984 | 0.47542 | 79.1475 | 0.0086829 | 0.9334% | 0.6067% | 5.6632e-05 |  |  | 0.71 | 1.8984 | 0.47542 | 79.1475 | 0.0088923 | 1.902% | 0.6067% | 0.00011543
[5 empty] | 0.715 | 1.909 | 0.47153 | 81.0956 | 0.0084677 | 0.4562% | 0.6018% | 2.7454e-05 |  |  |  | 0.715 | 1.909 | 0.47153 | 81.0956 | 0.0088967 | 0.9562% | 0.6018% | 5.7544e-05 |  |  | 0.715 | 1.909 | 0.47153 | 81.0956 | 0.0091111 | 1.949% | 0.6018% | 0.00011727
[5 empty] | 0.72 | 1.9196 | 0.46753 | 83.1086 | 0.0086779 | 0.4675% | 0.5967% | 2.7895e-05 |  |  |  | 0.72 | 1.9196 | 0.46753 | 83.1086 | 0.0091175 | 0.9799% | 0.5967% | 5.8466e-05 |  |  | 0.72 | 1.9196 | 0.46753 | 83.1086 | 0.0093373 | 1.997% | 0.5967% | 0.00011914
[5 empty] | 0.725 | 1.9304 | 0.46343 | 85.1897 | 0.0088952 | 0.4792% | 0.5914% | 2.8342e-05 |  |  |  | 0.725 | 1.9304 | 0.46343 | 85.1897 | 0.0093458 | 1.004% | 0.5914% | 5.9397e-05 |  |  | 0.725 | 1.9304 | 0.46343 | 85.1897 | 0.0095711 | 2.046% | 0.5914% | 0.00012102
[5 empty] | 0.73 | 1.9412 | 0.45923 | 87.3424 | 0.00912 | 0.4913% | 0.5861% | 2.8792e-05 |  |  |  | 0.73 | 1.9412 | 0.45923 | 87.3424 | 0.009582 | 1.03% | 0.5861% | 6.0338e-05 |  |  | 0.73 | 1.9412 | 0.45923 | 87.3424 | 0.009813 | 2.097% | 0.5861% | 0.00012292
[5 empty] | 0.735 | 1.9522 | 0.45492 | 89.5704 | 0.0093526 | 0.5038% | 0.5806% | 2.9248e-05 |  |  |  | 0.735 | 1.9522 | 0.45492 | 89.5704 | 0.0098264 | 1.056% | 0.5806% | 6.1289e-05 |  |  | 0.735 | 1.9522 | 0.45492 | 89.5704 | 0.010063 | 2.15% | 0.5806% | 0.00012484
[5 empty] | 0.74 | 1.9632 | 0.45051 | 91.8774 | 0.0095935 | 0.5167% | 0.575% | 2.9708e-05 |  |  |  | 0.74 | 1.9632 | 0.45051 | 91.8774 | 0.010079 | 1.083% | 0.575% | 6.2249e-05 |  |  | 0.74 | 1.9632 | 0.45051 | 91.8774 | 0.010322 | 2.205% | 0.575% | 0.00012678
[5 empty] | 0.745 | 1.9744 | 0.44599 | 94.2677 | 0.0098431 | 0.5301% | 0.5692% | 3.0173e-05 |  |  |  | 0.745 | 1.9744 | 0.44599 | 94.2677 | 0.010342 | 1.111% | 0.5692% | 6.3219e-05 |  |  | 0.745 | 1.9744 | 0.44599 | 94.2677 | 0.010591 | 2.262% | 0.5692% | 0.00012873
[5 empty] | 0.75 | 1.9856 | 0.44136 | 96.7459 | 0.010102 | 0.544% | 0.5633% | 3.0643e-05 |  |  |  | 0.75 | 1.9856 | 0.44136 | 96.7459 | 0.010614 | 1.14% | 0.5633% | 6.4198e-05 |  |  | 0.75 | 1.9856 | 0.44136 | 96.7459 | 0.010869 | 2.32% | 0.5633% | 0.00013071
[5 empty] | 0.755 | 1.997 | 0.43662 | 99.3167 | 0.01037 | 0.5584% | 0.5572% | 3.1117e-05 |  |  |  | 0.755 | 1.997 | 0.43662 | 99.3167 | 0.010896 | 1.17% | 0.5572% | 6.5186e-05 |  |  | 0.755 | 1.997 | 0.43662 | 99.3167 | 0.011158 | 2.381% | 0.5572% | 0.0001327
[5 empty] | 0.76 | 2.0085 | 0.43177 | 101.9854 | 0.010649 | 0.5734% | 0.551% | 3.1596e-05 |  |  |  | 0.76 | 2.0085 | 0.43177 | 101.9854 | 0.011188 | 1.201% | 0.551% | 6.6184e-05 |  |  | 0.76 | 2.0085 | 0.43177 | 101.9854 | 0.011458 | 2.445% | 0.551% | 0.00013471
[5 empty] | 0.765 | 2.0202 | 0.42681 | 104.7574 | 0.010938 | 0.5889% | 0.5447% | 3.2079e-05 |  |  |  | 0.765 | 2.0202 | 0.42681 | 104.7574 | 0.011493 | 1.234% | 0.5447% | 6.719e-05 |  |  | 0.765 | 2.0202 | 0.42681 | 104.7574 | 0.01177 | 2.51% | 0.5447% | 0.00013673
[5 empty] | 0.77 | 2.032 | 0.42173 | 107.639 | 0.011239 | 0.6051% | 0.5382% | 3.2567e-05 |  |  |  | 0.77 | 2.032 | 0.42173 | 107.639 | 0.011809 | 1.267% | 0.5382% | 6.8206e-05 |  |  | 0.77 | 2.032 | 0.42173 | 107.639 | 0.012093 | 2.578% | 0.5382% | 0.00013877
[5 empty] | 0.775 | 2.0439 | 0.41655 | 110.6366 | 0.011552 | 0.6219% | 0.5316% | 3.306e-05 |  |  |  | 0.775 | 2.0439 | 0.41655 | 110.6366 | 0.012137 | 1.302% | 0.5316% | 6.9231e-05 |  |  | 0.775 | 2.0439 | 0.41655 | 110.6366 | 0.01243 | 2.649% | 0.5316% | 0.00014083
[5 empty] | 0.78 | 2.056 | 0.41124 | 113.7573 | 0.011878 | 0.6394% | 0.5248% | 3.3556e-05 |  |  |  | 0.78 | 2.056 | 0.41124 | 113.7573 | 0.01248 | 1.339% | 0.5248% | 7.0264e-05 |  |  | 0.78 | 2.056 | 0.41124 | 113.7573 | 0.012781 | 2.723% | 0.5248% | 0.00014291
[5 empty] | 0.785 | 2.0682 | 0.40582 | 117.0087 | 0.012218 | 0.6576% | 0.5179% | 3.4057e-05 |  |  |  | 0.785 | 2.0682 | 0.40582 | 117.0087 | 0.012837 | 1.377% | 0.5179% | 7.1306e-05 |  |  | 0.785 | 2.0682 | 0.40582 | 117.0087 | 0.013146 | 2.8% | 0.5179% | 0.000145
[5 empty] | 0.79 | 2.0806 | 0.40028 | 120.3991 | 0.012572 | 0.6766% | 0.5108% | 3.4563e-05 |  |  |  | 0.79 | 2.0806 | 0.40028 | 120.3991 | 0.013208 | 1.416% | 0.5108% | 7.2356e-05 |  |  | 0.79 | 2.0806 | 0.40028 | 120.3991 | 0.013527 | 2.88% | 0.5108% | 0.0001471
[5 empty] | 0.795 | 2.0932 | 0.39462 | 123.9377 | 0.012941 | 0.6964% | 0.5036% | 3.5072e-05 |  |  |  | 0.795 | 2.0932 | 0.39462 | 123.9377 | 0.013597 | 1.458% | 0.5036% | 7.3414e-05 |  |  | 0.795 | 2.0932 | 0.39462 | 123.9377 | 0.013924 | 2.963% | 0.5036% | 0.00014922
[5 empty] | 0.8 | 2.106 | 0.38884 | 127.6343 | 0.013327 | 0.7171% | 0.4962% | 3.5585e-05 |  |  |  | 0.8 | 2.106 | 0.38884 | 127.6343 | 0.014002 | 1.501% | 0.4962% | 7.448e-05 |  |  | 0.8 | 2.106 | 0.38884 | 127.6343 | 0.01434 | 3.05% | 0.4962% | 0.00015135
[5 empty] | 0.805 | 2.1189 | 0.38293 | 131.4996 | 0.013731 | 0.7387% | 0.4887% | 3.6102e-05 |  |  |  | 0.805 | 2.1189 | 0.38293 | 131.4996 | 0.014426 | 1.546% | 0.4887% | 7.5552e-05 |  |  | 0.805 | 2.1189 | 0.38293 | 131.4996 | 0.014774 | 3.141% | 0.4887% | 0.00015349
[5 empty] | 0.81 | 2.1321 | 0.3769 | 135.5456 | 0.014153 | 0.7614% | 0.481% | 3.6622e-05 |  |  |  | 0.81 | 2.1321 | 0.3769 | 135.5456 | 0.01487 | 1.593% | 0.481% | 7.6632e-05 |  |  | 0.81 | 2.1321 | 0.3769 | 135.5456 | 0.015229 | 3.236% | 0.481% | 0.00015565
[5 empty] | 0.815 | 2.1455 | 0.37074 | 139.7851 | 0.014596 | 0.7851% | 0.4731% | 3.7146e-05 |  |  |  | 0.815 | 2.1455 | 0.37074 | 139.7851 | 0.015335 | 1.643% | 0.4731% | 7.7717e-05 |  |  | 0.815 | 2.1455 | 0.37074 | 139.7851 | 0.015705 | 3.335% | 0.4731% | 0.00015781
[5 empty] | 0.82 | 2.1591 | 0.36444 | 144.2324 | 0.01506 | 0.81% | 0.4651% | 3.7672e-05 |  |  |  | 0.82 | 2.1591 | 0.36444 | 144.2324 | 0.015823 | 1.694% | 0.4651% | 7.8808e-05 |  |  | 0.82 | 2.1591 | 0.36444 | 144.2324 | 0.016205 | 3.44% | 0.4651% | 0.00015998
[5 empty] | 0.825 | 2.1729 | 0.35802 | 148.9033 | 0.015548 | 0.8361% | 0.4569% | 3.8202e-05 |  |  |  | 0.825 | 2.1729 | 0.35802 | 148.9033 | 0.016336 | 1.749% | 0.4569% | 7.9904e-05 |  |  | 0.825 | 2.1729 | 0.35802 | 148.9033 | 0.016729 | 3.549% | 0.4569% | 0.00016216
[5 empty] | 0.83 | 2.187 | 0.35146 | 153.8151 | 0.016061 | 0.8635% | 0.4485% | 3.8734e-05 |  |  |  | 0.83 | 2.187 | 0.35146 | 153.8151 | 0.016874 | 1.806% | 0.4485% | 8.1005e-05 |  |  | 0.83 | 2.187 | 0.35146 | 153.8151 | 0.017281 | 3.664% | 0.4485% | 0.00016435
[5 empty] | 0.835 | 2.2014 | 0.34477 | 158.9871 | 0.016601 | 0.8924% | 0.44% | 3.9268e-05 |  |  |  | 0.835 | 2.2014 | 0.34477 | 158.9871 | 0.017442 | 1.866% | 0.44% | 8.2109e-05 |  |  | 0.835 | 2.2014 | 0.34477 | 158.9871 | 0.017862 | 3.785% | 0.44% | 0.00016653
[5 empty] | 0.84 | 2.216 | 0.33793 | 164.4408 | 0.01717 | 0.9229% | 0.4313% | 3.9803e-05 |  |  |  | 0.84 | 2.216 | 0.33793 | 164.4408 | 0.01804 | 1.929% | 0.4313% | 8.3215e-05 |  |  | 0.84 | 2.216 | 0.33793 | 164.4408 | 0.018475 | 3.912% | 0.4313% | 0.00016872
[5 empty] | 0.845 | 2.231 | 0.33096 | 170.2001 | 0.017772 | 0.9551% | 0.4224% | 4.034e-05 |  |  |  | 0.845 | 2.231 | 0.33096 | 170.2001 | 0.018672 | 1.996% | 0.4224% | 8.4322e-05 |  |  | 0.845 | 2.231 | 0.33096 | 170.2001 | 0.019122 | 4.046% | 0.4224% | 0.0001709
[5 empty] | 0.85 | 2.2462 | 0.32383 | 176.2918 | 0.018408 | 0.9891% | 0.4133% | 4.0878e-05 |  |  |  | 0.85 | 2.2462 | 0.32383 | 176.2918 | 0.01934 | 2.067% | 0.4133% | 8.5429e-05 |  |  | 0.85 | 2.2462 | 0.32383 | 176.2918 | 0.019806 | 4.188% | 0.4133% | 0.00017308
[5 empty] | 0.855 | 2.2618 | 0.31656 | 182.7459 | 0.019082 | 1.025% | 0.404% | 4.1415e-05 |  |  |  | 0.855 | 2.2618 | 0.31656 | 182.7459 | 0.020048 | 2.142% | 0.404% | 8.6535e-05 |  |  | 0.855 | 2.2618 | 0.31656 | 182.7459 | 0.020532 | 4.338% | 0.404% | 0.00017525
[5 empty] | 0.86 | 2.2778 | 0.30913 | 189.5963 | 0.019797 | 1.063% | 0.3945% | 4.1952e-05 |  |  |  | 0.86 | 2.2778 | 0.30913 | 189.5963 | 0.0208 | 2.221% | 0.3945% | 8.7638e-05 |  |  | 0.86 | 2.2778 | 0.30913 | 189.5963 | 0.021301 | 4.497% | 0.3945% | 0.00017741
[5 empty] | 0.865 | 2.2942 | 0.30155 | 196.8816 | 0.020558 | 1.104% | 0.3849% | 4.2487e-05 |  |  |  | 0.865 | 2.2942 | 0.30155 | 196.8816 | 0.021599 | 2.306% | 0.3849% | 8.8735e-05 |  |  | 0.865 | 2.2942 | 0.30155 | 196.8816 | 0.02212 | 4.666% | 0.3849% | 0.00017955
[5 empty] | 0.87 | 2.311 | 0.29381 | 204.6452 | 0.021368 | 1.147% | 0.375% | 4.3019e-05 |  |  |  | 0.87 | 2.311 | 0.29381 | 204.6452 | 0.022451 | 2.396% | 0.375% | 8.9826e-05 |  |  | 0.87 | 2.311 | 0.29381 | 204.6452 | 0.022992 | 4.845% | 0.375% | 0.00018167
[5 empty] | 0.875 | 2.3283 | 0.28591 | 212.9372 | 0.022234 | 1.193% | 0.3649% | 4.3548e-05 |  |  |  | 0.875 | 2.3283 | 0.28591 | 212.9372 | 0.02336 | 2.491% | 0.3649% | 9.0906e-05 |  |  | 0.875 | 2.3283 | 0.28591 | 212.9372 | 0.023924 | 5.036% | 0.3649% | 0.00018377
[5 empty] | 0.88 | 2.346 | 0.27783 | 221.8148 | 0.023161 | 1.243% | 0.3546% | 4.4071e-05 |  |  |  | 0.88 | 2.346 | 0.27783 | 221.8148 | 0.024334 | 2.594% | 0.3546% | 9.1974e-05 |  |  | 0.88 | 2.346 | 0.27783 | 221.8148 | 0.024921 | 5.241% | 0.3546% | 0.00018582
[5 empty] | 0.885 | 2.3643 | 0.26959 | 231.3441 | 0.024156 | 1.296% | 0.3441% | 4.4588e-05 |  |  |  | 0.885 | 2.3643 | 0.26959 | 231.3441 | 0.02538 | 2.704% | 0.3441% | 9.3025e-05 |  |  | 0.885 | 2.3643 | 0.26959 | 231.3441 | 0.025992 | 5.46% | 0.3441% | 0.00018784
[5 empty] | 0.89 | 2.3831 | 0.26116 | 241.6018 | 0.025227 | 1.353% | 0.3333% | 4.5097e-05 |  |  |  | 0.89 | 2.3831 | 0.26116 | 241.6018 | 0.026505 | 2.822% | 0.3333% | 9.4057e-05 |  |  | 0.89 | 2.3831 | 0.26116 | 241.6018 | 0.027144 | 5.695% | 0.3333% | 0.0001898
[5 empty] | 0.895 | 2.4026 | 0.25255 | 252.6778 | 0.026384 | 1.415% | 0.3223% | 4.5595e-05 |  |  |  | 0.895 | 2.4026 | 0.25255 | 252.6778 | 0.02772 | 2.949% | 0.3223% | 9.5063e-05 |  |  | 0.895 | 2.4026 | 0.25255 | 252.6778 | 0.028389 | 5.948% | 0.3223% | 0.0001917
[5 empty] | 0.9 | 2.4227 | 0.24375 | 264.6776 | 0.027637 | 1.481% | 0.3111% | 4.608e-05 |  |  |  | 0.9 | 2.4227 | 0.24375 | 264.6776 | 0.029037 | 3.087% | 0.3111% | 9.6039e-05 |  |  | 0.9 | 2.4227 | 0.24375 | 264.6776 | 0.029737 | 6.221% | 0.3111% | 0.00019353
[5 empty] | 0.905 | 2.4436 | 0.23475 | 277.7263 | 0.028999 | 1.554% | 0.2996% | 4.655e-05 |  |  |  | 0.905 | 2.4436 | 0.23475 | 277.7263 | 0.030468 | 3.237% | 0.2996% | 9.6979e-05 |  |  | 0.905 | 2.4436 | 0.23475 | 277.7263 | 0.031203 | 6.518% | 0.2996% | 0.00019527
[5 empty] | 0.91 | 2.4653 | 0.22554 | 291.9736 | 0.030487 | 1.633% | 0.2878% | 4.7e-05 |  |  |  | 0.91 | 2.4653 | 0.22554 | 291.9736 | 0.032031 | 3.4% | 0.2878% | 9.7873e-05 |  |  | 0.91 | 2.4653 | 0.22554 | 291.9736 | 0.032803 | 6.84% | 0.2878% | 0.0001969
[5 empty] | 0.915 | 2.488 | 0.21612 | 307.6003 | 0.032119 | 1.719% | 0.2758% | 4.7426e-05 |  |  |  | 0.915 | 2.488 | 0.21612 | 307.6003 | 0.033746 | 3.579% | 0.2758% | 9.8715e-05 |  |  | 0.915 | 2.488 | 0.21612 | 307.6003 | 0.034559 | 7.193% | 0.2758% | 0.0001984
[5 empty] | 0.92 | 2.5117 | 0.20648 | 324.8266 | 0.033917 | 1.815% | 0.2635% | 4.7825e-05 |  |  |  | 0.92 | 2.5117 | 0.20648 | 324.8266 | 0.035635 | 3.776% | 0.2635% | 9.9491e-05 |  |  | 0.92 | 2.5117 | 0.20648 | 324.8266 | 0.036494 | 7.58% | 0.2635% | 0.00019975
[5 empty] | 0.925 | 2.5365 | 0.1966 | 343.9241 | 0.035911 | 1.921% | 0.2509% | 4.8189e-05 |  |  |  | 0.925 | 2.5365 | 0.1966 | 343.9241 | 0.03773 | 3.993% | 0.2509% | 0.00010019 |  |  | 0.925 | 2.5365 | 0.1966 | 343.9241 | 0.03864 | 8.007% | 0.2509% | 0.00020092
[5 empty] | 0.93 | 2.5626 | 0.18648 | 365.2326 | 0.038136 | 2.038% | 0.238% | 4.8511e-05 |  |  |  | 0.93 | 2.5626 | 0.18648 | 365.2326 | 0.040068 | 4.235% | 0.238% | 0.00010079 |  |  | 0.93 | 2.5626 | 0.18648 | 365.2326 | 0.041034 | 8.482% | 0.238% | 0.00020187
[5 empty] | 0.935 | 2.5902 | 0.1761 | 389.1825 | 0.040637 | 2.17% | 0.2247% | 4.8782e-05 |  |  |  | 0.935 | 2.5902 | 0.1761 | 389.1825 | 0.042696 | 4.506% | 0.2247% | 0.00010128 |  |  | 0.935 | 2.5902 | 0.1761 | 389.1825 | 0.043725 | 9.012% | 0.2247% | 0.00020255
[5 empty] | 0.94 | 2.6194 | 0.16545 | 416.3293 | 0.043472 | 2.32% | 0.2112% | 4.899e-05 |  |  |  | 0.94 | 2.6194 | 0.16545 | 416.3293 | 0.045674 | 4.813% | 0.2112% | 0.00010163 |  |  | 0.94 | 2.6194 | 0.16545 | 416.3293 | 0.046775 | 9.61% | 0.2112% | 0.00020291
[5 empty] | 0.945 | 2.6507 | 0.1545 | 447.4032 | 0.046716 | 2.491% | 0.1972% | 4.912e-05 |  |  |  | 0.945 | 2.6507 | 0.1545 | 447.4032 | 0.049083 | 5.163% | 0.1972% | 0.0001018 |  |  | 0.945 | 2.6507 | 0.1545 | 447.4032 | 0.050266 | 10.29% | 0.1972% | 0.00020288
[5 empty] | 0.95 | 2.6843 | 0.14324 | 483.3866 | 0.050474 | 2.689% | 0.1828% | 4.9154e-05 |  |  |  | 0.95 | 2.6843 | 0.14324 | 483.3866 | 0.05303 | 5.566% | 0.1828% | 0.00010176 |  |  | 0.95 | 2.6843 | 0.14324 | 483.3866 | 0.054309 | 11.07% | 0.1828% | 0.00020235
[5 empty] | 0.955 | 2.7207 | 0.13165 | 525.6375 | 0.054885 | 2.92% | 0.168% | 4.9065e-05 |  |  |  | 0.955 | 2.7207 | 0.13165 | 525.6375 | 0.057665 | 6.038% | 0.168% | 0.00010145 |  |  | 0.955 | 2.7207 | 0.13165 | 525.6375 | 0.059056 | 11.98% | 0.168% | 0.00020121
[5 empty] | 0.96 | 2.7605 | 0.11969 | 576.0948 | 0.060154 | 3.196% | 0.1527% | 4.882e-05 |  |  |  | 0.96 | 2.7605 | 0.11969 | 576.0948 | 0.063201 | 6.598% | 0.1527% | 0.00010078 |  |  | 0.96 | 2.7605 | 0.11969 | 576.0948 | 0.064725 | 13.05% | 0.1527% | 0.00019929
[5 empty] | 0.965 | 2.8046 | 0.10732 | 637.6402 | 0.06658 | 3.531% | 0.137% | 4.8369e-05 |  |  |  | 0.965 | 2.8046 | 0.10732 | 637.6402 | 0.069953 | 7.277% | 0.137% | 9.9663e-05 |  |  | 0.965 | 2.8046 | 0.10732 | 637.6402 | 0.071639 | 14.34% | 0.137% | 0.00019636
[5 empty] | 0.97 | 2.8542 | 0.094503 | 714.7784 | 0.074635 | 3.95% | 0.1206% | 4.7642e-05 |  |  |  | 0.97 | 2.8542 | 0.094503 | 714.7784 | 0.078415 | 8.12% | 0.1206% | 9.7935e-05 |  |  | 0.97 | 2.8542 | 0.094503 | 714.7784 | 0.080306 | 15.92% | 0.1206% | 0.00019207
[5 empty] | 0.975 | 2.9112 | 0.081174 | 815.0309 | 0.085103 | 4.492% | 0.1036% | 4.6531e-05 |  |  |  | 0.975 | 2.9112 | 0.081174 | 815.0309 | 0.089414 | 9.205% | 0.1036% | 9.5361e-05 |  |  | 0.975 | 2.9112 | 0.081174 | 815.0309 | 0.091569 | 17.95% | 0.1036% | 0.00018591
[5 empty] | 0.98 | 2.9787 | 0.067247 | 952.1365 | 0.099419 | 5.227% | 0.08582% | 4.486e-05 |  |  |  | 0.98 | 2.9787 | 0.067247 | 952.1365 | 0.10445 | 10.67% | 0.08582% | 9.1557e-05 |  |  | 0.98 | 2.9787 | 0.067247 | 952.1365 | 0.10697 | 20.63% | 0.08582% | 0.00017706
[5 empty] | 0.985 | 3.0625 | 0.052598 | 1154.6891 | 0.12057 | 6.303% | 0.06713% | 4.2312e-05 |  |  |  | 0.985 | 3.0625 | 0.052598 | 1154.6891 | 0.12668 | 12.79% | 0.06713% | 8.5831e-05 |  |  | 0.985 | 3.0625 | 0.052598 | 1154.6891 | 0.12973 | 24.44% | 0.06713% | 0.00016405
[5 empty] | 0.99 | 3.175 | 0.037017 | 1496.1339 | 0.15622 | 8.09% | 0.04724% | 3.8218e-05 |  |  |  | 0.99 | 3.175 | 0.037017 | 1496.1339 | 0.16413 | 16.24% | 0.04724% | 7.6741e-05 |  |  | 0.99 | 3.175 | 0.037017 | 1496.1339 | 0.16809 | 30.45% | 0.04724% | 0.00014384
[5 empty] | 0.995 | 3.3546 | 0.020083 | 2262.5443 | 0.23625 | 11.98% | 0.02563% | 3.0698e-05 |  |  |  | 0.995 | 3.3546 | 0.020083 | 2262.5443 | 0.24821 | 23.51% | 0.02563% | 6.0269e-05 |  |  | 0.995 | 3.3546 | 0.020083 | 2262.5443 | 0.2542 | 42.25% | 0.02563% | 0.00010829
Air Exchange Rate | AER | 15 | hr-1 |  | Light Exercise, Loudly Speaking | 1 | hr | 1.5 | 0.72 |  |  | R(ERq) |  |  |  | Light Exercise, Loudly Speaking | 2 | hr | 1.5 | 0.72 |  |  | R(ERq) |  |  | Light Exercise, Loudly Speaking | 4 | hr | 1.5 | 0.72 |  |  | R(ERq)
Particle Deposition Rate | k | 0.24 | hr-1 |  | Percentile Increment | log10ERq | pdf log10ERq | I*Erq | Avg quanta/m3 | PI(ERq) | PERq | PI(ERq)*PERq | Risk = | 0.0024879 |  | Percentile Increment | log10ERq | pdf log10ERq | I*Erq | Avg quanta/m3 | PI(ERq) | PERq | PI(ERq)*PERq | Risk = | 0.005118 | Percentile Increment | log10ERq | pdf log10ERq | I*Erq | Avg quanta/m3 | PI(ERq) | PERq | PI(ERq)*PERq | Risk = | 0.010303
Viral Inactivation Rate | λ | 0.63 | hr-1 |  | 0.005 | -0.3546 | 0.020083 | 0.44198 | 3.2619e-05 | 0.001761% | 0.02563% | 4.5146e-09 | Percentile = | 0.655 |  | 0.005 | -0.3546 | 0.020083 | 0.44198 | 3.3716e-05 | 0.003641% | 0.02563% | 9.3327e-09 | Percentile = | 0.655 | 0.005 | -0.3546 | 0.020083 | 0.44198 | 3.4264e-05 | 0.007401% | 0.02563% | 1.8969e-08 | Percentile = | 0.655
| IVRR | 15.87 |  |  | 0.01 | -0.17497 | 0.037017 | 0.66839 | 4.9328e-05 | 0.002664% | 0.04724% | 1.2584e-08 | R(ERq)max = | 0.003488% |  | 0.01 | -0.17497 | 0.037017 | 0.66839 | 5.0987e-05 | 0.005506% | 0.04724% | 2.6014e-08 | R(ERq)max = | 0.007137% | 0.01 | -0.17497 | 0.037017 | 0.66839 | 5.1816e-05 | 0.01119% | 0.04724% | 5.2872e-08 | R(ERq)max = | 0.01423%
[5 empty] | 0.015 | -0.062465 | 0.052598 | 0.86603 | 6.3915e-05 | 0.003451% | 0.06713% | 2.3168e-08 | PI 90% = | 1.049% |  | 0.015 | -0.062465 | 0.052598 | 0.86603 | 6.6064e-05 | 0.007135% | 0.06713% | 4.7893e-08 | PI 90% = | 2.157% | 0.015 | -0.062465 | 0.052598 | 0.86603 | 6.7139e-05 | 0.0145% | 0.06713% | 9.734e-08 | PI 90% = | 4.335%
[5 empty] | 0.02 | 0.021301 | 0.067247 | 1.0503 | 7.7512e-05 | 0.004186% | 0.08582% | 3.5922e-08 | Percentile = | 0.9 |  | 0.02 | 0.021301 | 0.067247 | 1.0503 | 8.0118e-05 | 0.008652% | 0.08582% | 7.4258e-08 | Percentile = | 0.9 | 0.02 | 0.021301 | 0.067247 | 1.0503 | 8.1421e-05 | 0.01759% | 0.08582% | 1.5092e-07 | Percentile = | 0.9
[5 empty] | 0.025 | 0.088826 | 0.081174 | 1.2269 | 9.0551e-05 | 0.00489% | 0.1036% | 5.0655e-08 |  |  |  | 0.025 | 0.088826 | 0.081174 | 1.2269 | 9.3596e-05 | 0.01011% | 0.1036% | 1.0471e-07 |  |  | 0.025 | 0.088826 | 0.081174 | 1.2269 | 9.5118e-05 | 0.02054% | 0.1036% | 2.1282e-07
[5 empty] | 0.03 | 0.14583 | 0.094503 | 1.399 | 0.00010325 | 0.005575% | 0.1206% | 6.7244e-08 |  |  |  | 0.03 | 0.14583 | 0.094503 | 1.399 | 0.00010672 | 0.01153% | 0.1206% | 1.3901e-07 |  |  | 0.03 | 0.14583 | 0.094503 | 1.399 | 0.00010846 | 0.02342% | 0.1206% | 2.8252e-07
[5 empty] | 0.035 | 0.19542 | 0.10732 | 1.5683 | 0.00011574 | 0.00625% | 0.137% | 8.5601e-08 |  |  |  | 0.035 | 0.19542 | 0.10732 | 1.5683 | 0.00011963 | 0.01292% | 0.137% | 1.7695e-07 |  |  | 0.035 | 0.19542 | 0.10732 | 1.5683 | 0.00012158 | 0.02626% | 0.137% | 3.5964e-07
[5 empty] | 0.04 | 0.23951 | 0.11969 | 1.7358 | 0.00012811 | 0.006918% | 0.1527% | 1.0566e-07 |  |  |  | 0.04 | 0.23951 | 0.11969 | 1.7358 | 0.00013241 | 0.0143% | 0.1527% | 2.1842e-07 |  |  | 0.04 | 0.23951 | 0.11969 | 1.7358 | 0.00013457 | 0.02906% | 0.1527% | 4.4392e-07
[5 empty] | 0.045 | 0.27931 | 0.13165 | 1.9025 | 0.0001404 | 0.007582% | 0.168% | 1.2738e-07 |  |  |  | 0.045 | 0.27931 | 0.13165 | 1.9025 | 0.00014513 | 0.01567% | 0.168% | 2.6332e-07 |  |  | 0.045 | 0.27931 | 0.13165 | 1.9025 | 0.00014749 | 0.03185% | 0.168% | 5.3516e-07
[5 empty] | 0.05 | 0.31571 | 0.14324 | 2.0687 | 0.00015268 | 0.008244% | 0.1828% | 1.5071e-07 |  |  |  | 0.05 | 0.31571 | 0.14324 | 2.0687 | 0.00015781 | 0.01704% | 0.1828% | 3.1155e-07 |  |  | 0.05 | 0.31571 | 0.14324 | 2.0687 | 0.00016038 | 0.03464% | 0.1828% | 6.3318e-07
[5 empty] | 0.055 | 0.3493 | 0.1545 | 2.2351 | 0.00016496 | 0.008907% | 0.1972% | 1.7563e-07 |  |  |  | 0.055 | 0.3493 | 0.1545 | 2.2351 | 0.0001705 | 0.01841% | 0.1972% | 3.6306e-07 |  |  | 0.055 | 0.3493 | 0.1545 | 2.2351 | 0.00017328 | 0.03742% | 0.1972% | 7.3786e-07
[5 empty] | 0.06 | 0.38056 | 0.16545 | 2.4019 | 0.00017727 | 0.009572% | 0.2112% | 2.0211e-07 |  |  |  | 0.06 | 0.38056 | 0.16545 | 2.4019 | 0.00018323 | 0.01979% | 0.2112% | 4.178e-07 |  |  | 0.06 | 0.38056 | 0.16545 | 2.4019 | 0.00018621 | 0.04021% | 0.2112% | 8.491e-07
[5 empty] | 0.065 | 0.40985 | 0.1761 | 2.5695 | 0.00018963 | 0.01024% | 0.2247% | 2.3013e-07 |  |  |  | 0.065 | 0.40985 | 0.1761 | 2.5695 | 0.00019601 | 0.02117% | 0.2247% | 4.7572e-07 |  |  | 0.065 | 0.40985 | 0.1761 | 2.5695 | 0.0001992 | 0.04302% | 0.2247% | 9.6681e-07
[5 empty] | 0.07 | 0.43743 | 0.18648 | 2.738 | 0.00020207 | 0.01091% | 0.238% | 2.5968e-07 |  |  |  | 0.07 | 0.43743 | 0.18648 | 2.738 | 0.00020886 | 0.02255% | 0.238% | 5.3679e-07 |  |  | 0.07 | 0.43743 | 0.18648 | 2.738 | 0.00021226 | 0.04584% | 0.238% | 1.0909e-06
[5 empty] | 0.075 | 0.46354 | 0.1966 | 2.9076 | 0.00021459 | 0.01159% | 0.2509% | 2.9073e-07 |  |  |  | 0.075 | 0.46354 | 0.1966 | 2.9076 | 0.0002218 | 0.02395% | 0.2509% | 6.0098e-07 |  |  | 0.075 | 0.46354 | 0.1966 | 2.9076 | 0.00022541 | 0.04868% | 0.2509% | 1.2214e-06
[5 empty] | 0.08 | 0.48835 | 0.20648 | 3.0786 | 0.0002272 | 0.01227% | 0.2635% | 3.2329e-07 |  |  |  | 0.08 | 0.48835 | 0.20648 | 3.0786 | 0.00023484 | 0.02536% | 0.2635% | 6.6828e-07 |  |  | 0.08 | 0.48835 | 0.20648 | 3.0786 | 0.00023866 | 0.05154% | 0.2635% | 1.3581e-06
[5 empty] | 0.085 | 0.51201 | 0.21612 | 3.251 | 0.00023993 | 0.01296% | 0.2758% | 3.5734e-07 |  |  |  | 0.085 | 0.51201 | 0.21612 | 3.251 | 0.000248 | 0.02678% | 0.2758% | 7.3865e-07 |  |  | 0.085 | 0.51201 | 0.21612 | 3.251 | 0.00025203 | 0.05442% | 0.2758% | 1.5011e-06
[5 empty] | 0.09 | 0.53466 | 0.22554 | 3.425 | 0.00025277 | 0.01365% | 0.2878% | 3.9287e-07 |  |  |  | 0.09 | 0.53466 | 0.22554 | 3.425 | 0.00026127 | 0.02821% | 0.2878% | 8.121e-07 |  |  | 0.09 | 0.53466 | 0.22554 | 3.425 | 0.00026552 | 0.05734% | 0.2878% | 1.6504e-06
[5 empty] | 0.095 | 0.55638 | 0.23475 | 3.6007 | 0.00026574 | 0.01435% | 0.2996% | 4.2988e-07 |  |  |  | 0.095 | 0.55638 | 0.23475 | 3.6007 | 0.00027467 | 0.02966% | 0.2996% | 8.8859e-07 |  |  | 0.095 | 0.55638 | 0.23475 | 3.6007 | 0.00027914 | 0.06028% | 0.2996% | 1.8058e-06
[5 empty] | 0.1 | 0.57728 | 0.24375 | 3.7782 | 0.00027884 | 0.01506% | 0.3111% | 4.6836e-07 |  |  |  | 0.1 | 0.57728 | 0.24375 | 3.7782 | 0.00028821 | 0.03112% | 0.3111% | 9.6814e-07 |  |  | 0.1 | 0.57728 | 0.24375 | 3.7782 | 0.0002929 | 0.06325% | 0.3111% | 1.9675e-06
[5 empty] | 0.105 | 0.59743 | 0.25255 | 3.9576 | 0.00029208 | 0.01577% | 0.3223% | 5.0832e-07 |  |  |  | 0.105 | 0.59743 | 0.25255 | 3.9576 | 0.0003019 | 0.0326% | 0.3223% | 1.0507e-06 |  |  | 0.105 | 0.59743 | 0.25255 | 3.9576 | 0.00030681 | 0.06625% | 0.3223% | 2.1353e-06
[5 empty] | 0.11 | 0.6169 | 0.26116 | 4.139 | 0.00030547 | 0.01649% | 0.3333% | 5.4975e-07 |  |  |  | 0.11 | 0.6169 | 0.26116 | 4.139 | 0.00031574 | 0.03409% | 0.3333% | 1.1364e-06 |  |  | 0.11 | 0.6169 | 0.26116 | 4.139 | 0.00032088 | 0.06929% | 0.3333% | 2.3093e-06
[5 empty] | 0.115 | 0.63574 | 0.26959 | 4.3226 | 0.00031901 | 0.01723% | 0.3441% | 5.9264e-07 |  |  |  | 0.115 | 0.63574 | 0.26959 | 4.3226 | 0.00032974 | 0.03561% | 0.3441% | 1.225e-06 |  |  | 0.115 | 0.63574 | 0.26959 | 4.3226 | 0.0003351 | 0.07236% | 0.3441% | 2.4895e-06
[5 empty] | 0.12 | 0.65401 | 0.27783 | 4.5083 | 0.00033272 | 0.01797% | 0.3546% | 6.3701e-07 |  |  |  | 0.12 | 0.65401 | 0.27783 | 4.5083 | 0.00034391 | 0.03713% | 0.3546% | 1.3167e-06 |  |  | 0.12 | 0.65401 | 0.27783 | 4.5083 | 0.0003495 | 0.07546% | 0.3546% | 2.6758e-06
[5 empty] | 0.125 | 0.67175 | 0.28591 | 4.6962 | 0.00034659 | 0.01871% | 0.3649% | 6.8285e-07 |  |  |  | 0.125 | 0.67175 | 0.28591 | 4.6962 | 0.00035824 | 0.03868% | 0.3649% | 1.4115e-06 |  |  | 0.125 | 0.67175 | 0.28591 | 4.6962 | 0.00036407 | 0.07861% | 0.3649% | 2.8683e-06
[5 empty] | 0.13 | 0.689 | 0.29381 | 4.8865 | 0.00036063 | 0.01947% | 0.375% | 7.3016e-07 |  |  |  | 0.13 | 0.689 | 0.29381 | 4.8865 | 0.00037276 | 0.04025% | 0.375% | 1.5093e-06 |  |  | 0.13 | 0.689 | 0.29381 | 4.8865 | 0.00037882 | 0.08179% | 0.375% | 3.067e-06
[5 empty] | 0.135 | 0.70579 | 0.30155 | 5.0792 | 0.00037485 | 0.02024% | 0.3849% | 7.7894e-07 |  |  |  | 0.135 | 0.70579 | 0.30155 | 5.0792 | 0.00038746 | 0.04184% | 0.3849% | 1.6101e-06 |  |  | 0.135 | 0.70579 | 0.30155 | 5.0792 | 0.00039376 | 0.08502% | 0.3849% | 3.2719e-06
[5 empty] | 0.14 | 0.72217 | 0.30913 | 5.2744 | 0.00038926 | 0.02102% | 0.3945% | 8.2921e-07 |  |  |  | 0.14 | 0.72217 | 0.30913 | 5.2744 | 0.00040235 | 0.04344% | 0.3945% | 1.714e-06 |  |  | 0.14 | 0.72217 | 0.30913 | 5.2744 | 0.00040889 | 0.08828% | 0.3945% | 3.4829e-06
[5 empty] | 0.145 | 0.73815 | 0.31656 | 5.4721 | 0.00040385 | 0.02181% | 0.404% | 8.8095e-07 |  |  |  | 0.145 | 0.73815 | 0.31656 | 5.4721 | 0.00041743 | 0.04507% | 0.404% | 1.8209e-06 |  |  | 0.145 | 0.73815 | 0.31656 | 5.4721 | 0.00042422 | 0.09159% | 0.404% | 3.7002e-06
[5 empty] | 0.15 | 0.75377 | 0.32383 | 5.6724 | 0.00041863 | 0.0226% | 0.4133% | 9.3418e-07 |  |  |  | 0.15 | 0.75377 | 0.32383 | 5.6724 | 0.00043271 | 0.04672% | 0.4133% | 1.9309e-06 |  |  | 0.15 | 0.75377 | 0.32383 | 5.6724 | 0.00043975 | 0.09494% | 0.4133% | 3.9238e-06
[5 empty] | 0.155 | 0.76904 | 0.33096 | 5.8754 | 0.00043362 | 0.02341% | 0.4224% | 9.8889e-07 |  |  |  | 0.155 | 0.76904 | 0.33096 | 5.8754 | 0.0004482 | 0.04839% | 0.4224% | 2.044e-06 |  |  | 0.155 | 0.76904 | 0.33096 | 5.8754 | 0.00045549 | 0.09834% | 0.4224% | 4.1535e-06
[5 empty] | 0.16 | 0.78399 | 0.33793 | 6.0812 | 0.0004488 | 0.02423% | 0.4313% | 1.0451e-06 |  |  |  | 0.16 | 0.78399 | 0.33793 | 6.0812 | 0.0004639 | 0.05009% | 0.4313% | 2.1602e-06 |  |  | 0.16 | 0.78399 | 0.33793 | 6.0812 | 0.00047144 | 0.1018% | 0.4313% | 4.3896e-06
[5 empty] | 0.165 | 0.79864 | 0.34477 | 6.2898 | 0.0004642 | 0.02506% | 0.44% | 1.1028e-06 |  |  |  | 0.165 | 0.79864 | 0.34477 | 6.2898 | 0.00047981 | 0.05181% | 0.44% | 2.2795e-06 |  |  | 0.165 | 0.79864 | 0.34477 | 6.2898 | 0.00048761 | 0.1053% | 0.44% | 4.6319e-06
[5 empty] | 0.17 | 0.813 | 0.35146 | 6.5013 | 0.00047981 | 0.02591% | 0.4485% | 1.162e-06 |  |  |  | 0.17 | 0.813 | 0.35146 | 6.5013 | 0.00049594 | 0.05355% | 0.4485% | 2.4019e-06 |  |  | 0.17 | 0.813 | 0.35146 | 6.5013 | 0.00050401 | 0.1088% | 0.4485% | 4.8805e-06
[5 empty] | 0.175 | 0.8271 | 0.35802 | 6.7158 | 0.00049564 | 0.02676% | 0.4569% | 1.2227e-06 |  |  |  | 0.175 | 0.8271 | 0.35802 | 6.7158 | 0.0005123 | 0.05531% | 0.4569% | 2.5274e-06 |  |  | 0.175 | 0.8271 | 0.35802 | 6.7158 | 0.00052063 | 0.1124% | 0.4569% | 5.1355e-06
[5 empty] | 0.18 | 0.84094 | 0.36444 | 6.9333 | 0.00051169 | 0.02763% | 0.4651% | 1.285e-06 |  |  |  | 0.18 | 0.84094 | 0.36444 | 6.9333 | 0.00052889 | 0.0571% | 0.4651% | 2.656e-06 |  |  | 0.18 | 0.84094 | 0.36444 | 6.9333 | 0.00053749 | 0.116% | 0.4651% | 5.3968e-06
[5 empty] | 0.185 | 0.85454 | 0.37074 | 7.1538 | 0.00052797 | 0.02851% | 0.4731% | 1.3488e-06 |  |  |  | 0.185 | 0.85454 | 0.37074 | 7.1538 | 0.00054572 | 0.05892% | 0.4731% | 2.7878e-06 |  |  | 0.185 | 0.85454 | 0.37074 | 7.1538 | 0.0005546 | 0.1197% | 0.4731% | 5.6645e-06
[5 empty] | 0.19 | 0.86791 | 0.3769 | 7.3776 | 0.00054448 | 0.0294% | 0.481% | 1.414e-06 |  |  |  | 0.19 | 0.86791 | 0.3769 | 7.3776 | 0.00056279 | 0.06076% | 0.481% | 2.9227e-06 |  |  | 0.19 | 0.86791 | 0.3769 | 7.3776 | 0.00057194 | 0.1235% | 0.481% | 5.9387e-06
[5 empty] | 0.195 | 0.88108 | 0.38293 | 7.6046 | 0.00056123 | 0.0303% | 0.4887% | 1.4809e-06 |  |  |  | 0.195 | 0.88108 | 0.38293 | 7.6046 | 0.0005801 | 0.06263% | 0.4887% | 3.0608e-06 |  |  | 0.195 | 0.88108 | 0.38293 | 7.6046 | 0.00058954 | 0.1273% | 0.4887% | 6.2193e-06
[5 empty] | 0.2 | 0.89403 | 0.38884 | 7.8349 | 0.00057823 | 0.03122% | 0.4962% | 1.5493e-06 |  |  |  | 0.2 | 0.89403 | 0.38884 | 7.8349 | 0.00059767 | 0.06453% | 0.4962% | 3.2022e-06 |  |  | 0.2 | 0.89403 | 0.38884 | 7.8349 | 0.00060739 | 0.1311% | 0.4962% | 6.5063e-06
[5 empty] | 0.205 | 0.9068 | 0.39462 | 8.0686 | 0.00059548 | 0.03215% | 0.5036% | 1.6192e-06 |  |  |  | 0.205 | 0.9068 | 0.39462 | 8.0686 | 0.0006155 | 0.06645% | 0.5036% | 3.3467e-06 |  |  | 0.205 | 0.9068 | 0.39462 | 8.0686 | 0.00062551 | 0.135% | 0.5036% | 6.7999e-06
[5 empty] | 0.21 | 0.91938 | 0.40028 | 8.3057 | 0.00061298 | 0.0331% | 0.5108% | 1.6907e-06 |  |  |  | 0.21 | 0.91938 | 0.40028 | 8.3057 | 0.00063359 | 0.0684% | 0.5108% | 3.4944e-06 |  |  | 0.21 | 0.91938 | 0.40028 | 8.3057 | 0.00064389 | 0.139% | 0.5108% | 7.1e-06
[5 empty] | 0.215 | 0.93178 | 0.40582 | 8.5464 | 0.00063074 | 0.03405% | 0.5179% | 1.7637e-06 |  |  |  | 0.215 | 0.93178 | 0.40582 | 8.5464 | 0.00065195 | 0.07039% | 0.5179% | 3.6454e-06 |  |  | 0.215 | 0.93178 | 0.40582 | 8.5464 | 0.00066255 | 0.143% | 0.5179% | 7.4067e-06
[5 empty] | 0.22 | 0.94402 | 0.41124 | 8.7906 | 0.00064877 | 0.03503% | 0.5248% | 1.8384e-06 |  |  |  | 0.22 | 0.94402 | 0.41124 | 8.7906 | 0.00067058 | 0.0724% | 0.5248% | 3.7997e-06 |  |  | 0.22 | 0.94402 | 0.41124 | 8.7906 | 0.00068149 | 0.1471% | 0.5248% | 7.72e-06
[5 empty] | 0.225 | 0.9561 | 0.41655 | 9.0386 | 0.00066707 | 0.03602% | 0.5316% | 1.9146e-06 |  |  |  | 0.225 | 0.9561 | 0.41655 | 9.0386 | 0.0006895 | 0.07444% | 0.5316% | 3.9572e-06 |  |  | 0.225 | 0.9561 | 0.41655 | 9.0386 | 0.00070071 | 0.1512% | 0.5316% | 8.04e-06
[5 empty] | 0.23 | 0.96803 | 0.42173 | 9.2903 | 0.00068564 | 0.03702% | 0.5382% | 1.9924e-06 |  |  |  | 0.23 | 0.96803 | 0.42173 | 9.2903 | 0.0007087 | 0.07651% | 0.5382% | 4.118e-06 |  |  | 0.23 | 0.96803 | 0.42173 | 9.2903 | 0.00072022 | 0.1554% | 0.5382% | 8.3666e-06
[5 empty] | 0.235 | 0.97982 | 0.42681 | 9.5459 | 0.0007045 | 0.03804% | 0.5447% | 2.0718e-06 |  |  |  | 0.235 | 0.97982 | 0.42681 | 9.5459 | 0.00072819 | 0.07861% | 0.5447% | 4.2821e-06 |  |  | 0.235 | 0.97982 | 0.42681 | 9.5459 | 0.00074004 | 0.1597% | 0.5447% | 8.7e-06
[5 empty] | 0.24 | 0.99146 | 0.43177 | 9.8053 | 0.00072365 | 0.03907% | 0.551% | 2.1529e-06 |  |  |  | 0.24 | 0.99146 | 0.43177 | 9.8053 | 0.00074798 | 0.08075% | 0.551% | 4.4496e-06 |  |  | 0.24 | 0.99146 | 0.43177 | 9.8053 | 0.00076015 | 0.1641% | 0.551% | 9.0402e-06
[5 empty] | 0.245 | 1.003 | 0.43662 | 10.0688 | 0.0007431 | 0.04012% | 0.5572% | 2.2355e-06 |  |  |  | 0.245 | 1.003 | 0.43662 | 10.0688 | 0.00076808 | 0.08292% | 0.5572% | 4.6204e-06 |  |  | 0.245 | 1.003 | 0.43662 | 10.0688 | 0.00078058 | 0.1685% | 0.5572% | 9.3871e-06
[5 empty] | 0.25 | 1.0144 | 0.44136 | 10.3364 | 0.00076284 | 0.04118% | 0.5633% | 2.3198e-06 |  |  |  | 0.25 | 1.0144 | 0.44136 | 10.3364 | 0.00078849 | 0.08512% | 0.5633% | 4.7946e-06 |  |  | 0.25 | 1.0144 | 0.44136 | 10.3364 | 0.00080132 | 0.1729% | 0.5633% | 9.741e-06
[5 empty] | 0.255 | 1.0256 | 0.44599 | 10.6081 | 0.0007829 | 0.04227% | 0.5692% | 2.4058e-06 |  |  |  | 0.255 | 1.0256 | 0.44599 | 10.6081 | 0.00080922 | 0.08736% | 0.5692% | 4.9722e-06 |  |  | 0.255 | 1.0256 | 0.44599 | 10.6081 | 0.00082238 | 0.1775% | 0.5692% | 1.0102e-05
[5 empty] | 0.26 | 1.0368 | 0.45051 | 10.8841 | 0.00080326 | 0.04337% | 0.575% | 2.4934e-06 |  |  |  | 0.26 | 1.0368 | 0.45051 | 10.8841 | 0.00083027 | 0.08963% | 0.575% | 5.1533e-06 |  |  | 0.26 | 1.0368 | 0.45051 | 10.8841 | 0.00084378 | 0.1821% | 0.575% | 1.0469e-05
[5 empty] | 0.265 | 1.0478 | 0.45492 | 11.1644 | 0.00082395 | 0.04448% | 0.5806% | 2.5827e-06 |  |  |  | 0.265 | 1.0478 | 0.45492 | 11.1644 | 0.00085166 | 0.09194% | 0.5806% | 5.3377e-06 |  |  | 0.265 | 1.0478 | 0.45492 | 11.1644 | 0.00086551 | 0.1868% | 0.5806% | 1.0844e-05
[5 empty] | 0.27 | 1.0588 | 0.45923 | 11.4492 | 0.00084497 | 0.04562% | 0.5861% | 2.6736e-06 |  |  |  | 0.27 | 1.0588 | 0.45923 | 11.4492 | 0.00087338 | 0.09428% | 0.5861% | 5.5257e-06 |  |  | 0.27 | 1.0588 | 0.45923 | 11.4492 | 0.00088759 | 0.1915% | 0.5861% | 1.1226e-05
[5 empty] | 0.275 | 1.0696 | 0.46343 | 11.7385 | 0.00086632 | 0.04677% | 0.5914% | 2.7662e-06 |  |  |  | 0.275 | 1.0696 | 0.46343 | 11.7385 | 0.00089545 | 0.09666% | 0.5914% | 5.7171e-06 |  |  | 0.275 | 1.0696 | 0.46343 | 11.7385 | 0.00091002 | 0.1964% | 0.5914% | 1.1614e-05
[5 empty] | 0.28 | 1.0804 | 0.46753 | 12.0325 | 0.00088802 | 0.04794% | 0.5967% | 2.8606e-06 |  |  |  | 0.28 | 1.0804 | 0.46753 | 12.0325 | 0.00091788 | 0.09908% | 0.5967% | 5.912e-06 |  |  | 0.28 | 1.0804 | 0.46753 | 12.0325 | 0.00093281 | 0.2013% | 0.5967% | 1.201e-05
[5 empty] | 0.285 | 1.091 | 0.47153 | 12.3311 | 0.00091006 | 0.04913% | 0.6018% | 2.9566e-06 |  |  |  | 0.285 | 1.091 | 0.47153 | 12.3311 | 0.00094066 | 0.1015% | 0.6018% | 6.1105e-06 |  |  | 0.285 | 1.091 | 0.47153 | 12.3311 | 0.00095596 | 0.2063% | 0.6018% | 1.2413e-05
[5 empty] | 0.29 | 1.1016 | 0.47542 | 12.6346 | 0.00093246 | 0.05034% | 0.6067% | 3.0544e-06 |  |  |  | 0.29 | 1.1016 | 0.47542 | 12.6346 | 0.00096381 | 0.104% | 0.6067% | 6.3125e-06 |  |  | 0.29 | 1.1016 | 0.47542 | 12.6346 | 0.00097949 | 0.2113% | 0.6067% | 1.2823e-05
[5 empty] | 0.295 | 1.112 | 0.47921 | 12.9431 | 0.00095522 | 0.05157% | 0.6116% | 3.1539e-06 |  |  |  | 0.295 | 1.112 | 0.47921 | 12.9431 | 0.00098734 | 0.1066% | 0.6116% | 6.5181e-06 |  |  | 0.295 | 1.112 | 0.47921 | 12.9431 | 0.0010034 | 0.2165% | 0.6116% | 1.3241e-05
[5 empty] | 0.3 | 1.1224 | 0.48291 | 13.2566 | 0.00097836 | 0.05282% | 0.6163% | 3.2551e-06 |  |  |  | 0.3 | 1.1224 | 0.48291 | 13.2566 | 0.0010113 | 0.1092% | 0.6163% | 6.7273e-06 |  |  | 0.3 | 1.1224 | 0.48291 | 13.2566 | 0.0010277 | 0.2217% | 0.6163% | 1.3666e-05
[5 empty] | 0.305 | 1.1327 | 0.4865 | 13.5752 | 0.0010019 | 0.05409% | 0.6209% | 3.3582e-06 |  |  |  | 0.305 | 1.1327 | 0.4865 | 13.5752 | 0.0010356 | 0.1118% | 0.6209% | 6.9402e-06 |  |  | 0.305 | 1.1327 | 0.4865 | 13.5752 | 0.0010524 | 0.2271% | 0.6209% | 1.4098e-05
[5 empty] | 0.31 | 1.143 | 0.48999 | 13.8991 | 0.0010258 | 0.05538% | 0.6253% | 3.463e-06 |  |  |  | 0.31 | 1.143 | 0.48999 | 13.8991 | 0.0010603 | 0.1144% | 0.6253% | 7.1567e-06 |  |  | 0.31 | 1.143 | 0.48999 | 13.8991 | 0.0010775 | 0.2325% | 0.6253% | 1.4538e-05
[5 empty] | 0.315 | 1.1532 | 0.49339 | 14.2284 | 0.0010501 | 0.05669% | 0.6297% | 3.5695e-06 |  |  |  | 0.315 | 1.1532 | 0.49339 | 14.2284 | 0.0010854 | 0.1172% | 0.6297% | 7.3769e-06 |  |  | 0.315 | 1.1532 | 0.49339 | 14.2284 | 0.001103 | 0.238% | 0.6297% | 1.4985e-05
[5 empty] | 0.32 | 1.1633 | 0.49668 | 14.5632 | 0.0010748 | 0.05802% | 0.6339% | 3.6779e-06 |  |  |  | 0.32 | 1.1633 | 0.49668 | 14.5632 | 0.0011109 | 0.1199% | 0.6339% | 7.6008e-06 |  |  | 0.32 | 1.1633 | 0.49668 | 14.5632 | 0.001129 | 0.2436% | 0.6339% | 1.5439e-05
[5 empty] | 0.325 | 1.1733 | 0.49988 | 14.9036 | 0.0010999 | 0.05938% | 0.638% | 3.7881e-06 |  |  |  | 0.325 | 1.1733 | 0.49988 | 14.9036 | 0.0011369 | 0.1227% | 0.638% | 7.8284e-06 |  |  | 0.325 | 1.1733 | 0.49988 | 14.9036 | 0.0011554 | 0.2493% | 0.638% | 1.5901e-05
[5 empty] | 0.33 | 1.1833 | 0.50298 | 15.2497 | 0.0011255 | 0.06076% | 0.6419% | 3.9001e-06 |  |  |  | 0.33 | 1.1833 | 0.50298 | 15.2497 | 0.0011633 | 0.1256% | 0.6419% | 8.0599e-06 |  |  | 0.33 | 1.1833 | 0.50298 | 15.2497 | 0.0011822 | 0.255% | 0.6419% | 1.6371e-05
[5 empty] | 0.335 | 1.1932 | 0.50599 | 15.6018 | 0.0011514 | 0.06216% | 0.6458% | 4.014e-06 |  |  |  | 0.335 | 1.1932 | 0.50599 | 15.6018 | 0.0011902 | 0.1285% | 0.6458% | 8.2951e-06 |  |  | 0.335 | 1.1932 | 0.50599 | 15.6018 | 0.0012095 | 0.2609% | 0.6458% | 1.6849e-05
[5 empty] | 0.34 | 1.203 | 0.5089 | 15.9598 | 0.0011779 | 0.06358% | 0.6495% | 4.1297e-06 |  |  |  | 0.34 | 1.203 | 0.5089 | 15.9598 | 0.0012175 | 0.1314% | 0.6495% | 8.5341e-06 |  |  | 0.34 | 1.203 | 0.5089 | 15.9598 | 0.0012373 | 0.2669% | 0.6495% | 1.7334e-05
[5 empty] | 0.345 | 1.2128 | 0.51172 | 16.3239 | 0.0012047 | 0.06503% | 0.6531% | 4.2472e-06 |  |  |  | 0.345 | 1.2128 | 0.51172 | 16.3239 | 0.0012452 | 0.1344% | 0.6531% | 8.777e-06 |  |  | 0.345 | 1.2128 | 0.51172 | 16.3239 | 0.0012655 | 0.273% | 0.6531% | 1.7827e-05
[5 empty] | 0.35 | 1.2226 | 0.51444 | 16.6943 | 0.0012321 | 0.06651% | 0.6565% | 4.3667e-06 |  |  |  | 0.35 | 1.2226 | 0.51444 | 16.6943 | 0.0012735 | 0.1374% | 0.6565% | 9.0238e-06 |  |  | 0.35 | 1.2226 | 0.51444 | 16.6943 | 0.0012942 | 0.2792% | 0.6565% | 1.8328e-05
[5 empty] | 0.355 | 1.2323 | 0.51707 | 17.0712 | 0.0012599 | 0.06801% | 0.6599% | 4.488e-06 |  |  |  | 0.355 | 1.2323 | 0.51707 | 17.0712 | 0.0013022 | 0.1405% | 0.6599% | 9.2746e-06 |  |  | 0.355 | 1.2323 | 0.51707 | 17.0712 | 0.0013234 | 0.2855% | 0.6599% | 1.8837e-05
[5 empty] | 0.36 | 1.2419 | 0.51961 | 17.4546 | 0.0012882 | 0.06954% | 0.6631% | 4.6113e-06 |  |  |  | 0.36 | 1.2419 | 0.51961 | 17.4546 | 0.0013315 | 0.1437% | 0.6631% | 9.5292e-06 |  |  | 0.36 | 1.2419 | 0.51961 | 17.4546 | 0.0013532 | 0.2919% | 0.6631% | 1.9354e-05
[5 empty] | 0.365 | 1.2515 | 0.52205 | 17.8447 | 0.001317 | 0.07109% | 0.6663% | 4.7365e-06 |  |  |  | 0.365 | 1.2515 | 0.52205 | 17.8447 | 0.0013613 | 0.1469% | 0.6663% | 9.7878e-06 |  |  | 0.365 | 1.2515 | 0.52205 | 17.8447 | 0.0013834 | 0.2984% | 0.6663% | 1.9879e-05
[5 empty] | 0.37 | 1.2611 | 0.5244 | 18.2417 | 0.0013463 | 0.07267% | 0.6693% | 4.8636e-06 |  |  |  | 0.37 | 1.2611 | 0.5244 | 18.2417 | 0.0013915 | 0.1502% | 0.6693% | 1.005e-05 |  |  | 0.37 | 1.2611 | 0.5244 | 18.2417 | 0.0014142 | 0.305% | 0.6693% | 2.0412e-05
[5 empty] | 0.375 | 1.2706 | 0.52666 | 18.6457 | 0.0013761 | 0.07428% | 0.6721% | 4.9927e-06 |  |  |  | 0.375 | 1.2706 | 0.52666 | 18.6457 | 0.0014224 | 0.1535% | 0.6721% | 1.0317e-05 |  |  | 0.375 | 1.2706 | 0.52666 | 18.6457 | 0.0014455 | 0.3117% | 0.6721% | 2.0953e-05
[5 empty] | 0.38 | 1.2801 | 0.52883 | 19.057 | 0.0014064 | 0.07592% | 0.6749% | 5.1238e-06 |  |  |  | 0.38 | 1.2801 | 0.52883 | 19.057 | 0.0014537 | 0.1569% | 0.6749% | 1.0588e-05 |  |  | 0.38 | 1.2801 | 0.52883 | 19.057 | 0.0014774 | 0.3186% | 0.6749% | 2.1503e-05
[5 empty] | 0.385 | 1.2895 | 0.5309 | 19.4756 | 0.0014373 | 0.07759% | 0.6776% | 5.2569e-06 |  |  |  | 0.385 | 1.2895 | 0.5309 | 19.4756 | 0.0014857 | 0.1603% | 0.6776% | 1.0863e-05 |  |  | 0.385 | 1.2895 | 0.5309 | 19.4756 | 0.0015098 | 0.3256% | 0.6776% | 2.2061e-05
[5 empty] | 0.39 | 1.2989 | 0.53289 | 19.9017 | 0.0014688 | 0.07928% | 0.6801% | 5.3919e-06 |  |  |  | 0.39 | 1.2989 | 0.53289 | 19.9017 | 0.0015182 | 0.1638% | 0.6801% | 1.1142e-05 |  |  | 0.39 | 1.2989 | 0.53289 | 19.9017 | 0.0015429 | 0.3327% | 0.6801% | 2.2627e-05
[5 empty] | 0.395 | 1.3083 | 0.53478 | 20.3356 | 0.0015008 | 0.08101% | 0.6825% | 5.529e-06 |  |  |  | 0.395 | 1.3083 | 0.53478 | 20.3356 | 0.0015513 | 0.1674% | 0.6825% | 1.1425e-05 |  |  | 0.395 | 1.3083 | 0.53478 | 20.3356 | 0.0015765 | 0.3399% | 0.6825% | 2.3201e-05
[5 empty] | 0.4 | 1.3176 | 0.53659 | 20.7773 | 0.0015334 | 0.08277% | 0.6848% | 5.6681e-06 |  |  |  | 0.4 | 1.3176 | 0.53659 | 20.7773 | 0.001585 | 0.171% | 0.6848% | 1.1712e-05 |  |  | 0.4 | 1.3176 | 0.53659 | 20.7773 | 0.0016107 | 0.3473% | 0.6848% | 2.3785e-05
[5 empty] | 0.405 | 1.3269 | 0.5383 | 21.2272 | 0.0015666 | 0.08456% | 0.687% | 5.8093e-06 |  |  |  | 0.405 | 1.3269 | 0.5383 | 21.2272 | 0.0016193 | 0.1747% | 0.687% | 1.2004e-05 |  |  | 0.405 | 1.3269 | 0.5383 | 21.2272 | 0.0016456 | 0.3548% | 0.687% | 2.4376e-05
[5 empty] | 0.41 | 1.3362 | 0.53993 | 21.6854 | 0.0016004 | 0.08639% | 0.6891% | 5.9526e-06 |  |  |  | 0.41 | 1.3362 | 0.53993 | 21.6854 | 0.0016542 | 0.1785% | 0.6891% | 1.23e-05 |  |  | 0.41 | 1.3362 | 0.53993 | 21.6854 | 0.0016811 | 0.3625% | 0.6891% | 2.4977e-05
[5 empty] | 0.415 | 1.3454 | 0.54146 | 22.1521 | 0.0016349 | 0.08824% | 0.691% | 6.0979e-06 |  |  |  | 0.415 | 1.3454 | 0.54146 | 22.1521 | 0.0016898 | 0.1823% | 0.691% | 1.26e-05 |  |  | 0.415 | 1.3454 | 0.54146 | 22.1521 | 0.0017173 | 0.3703% | 0.691% | 2.5586e-05
[5 empty] | 0.42 | 1.3546 | 0.54291 | 22.6275 | 0.00167 | 0.09014% | 0.6929% | 6.2454e-06 |  |  |  | 0.42 | 1.3546 | 0.54291 | 22.6275 | 0.0017261 | 0.1862% | 0.6929% | 1.2905e-05 |  |  | 0.42 | 1.3546 | 0.54291 | 22.6275 | 0.0017542 | 0.3782% | 0.6929% | 2.6204e-05
[5 empty] | 0.425 | 1.3638 | 0.54427 | 23.1119 | 0.0017057 | 0.09207% | 0.6946% | 6.3949e-06 |  |  |  | 0.425 | 1.3638 | 0.54427 | 23.1119 | 0.0017631 | 0.1902% | 0.6946% | 1.3213e-05 |  |  | 0.425 | 1.3638 | 0.54427 | 23.1119 | 0.0017917 | 0.3863% | 0.6946% | 2.683e-05
[5 empty] | 0.43 | 1.373 | 0.54553 | 23.6054 | 0.0017421 | 0.09403% | 0.6962% | 6.5467e-06 |  |  |  | 0.43 | 1.373 | 0.54553 | 23.6054 | 0.0018007 | 0.1943% | 0.6962% | 1.3527e-05 |  |  | 0.43 | 1.373 | 0.54553 | 23.6054 | 0.00183 | 0.3945% | 0.6962% | 2.7466e-05
[5 empty] | 0.435 | 1.3822 | 0.54672 | 24.1083 | 0.0017792 | 0.09603% | 0.6977% | 6.7005e-06 |  |  |  | 0.435 | 1.3822 | 0.54672 | 24.1083 | 0.0018391 | 0.1984% | 0.6977% | 1.3845e-05 |  |  | 0.435 | 1.3822 | 0.54672 | 24.1083 | 0.001869 | 0.4029% | 0.6977% | 2.8111e-05
[5 empty] | 0.44 | 1.3913 | 0.54781 | 24.6208 | 0.0018171 | 0.09807% | 0.6991% | 6.8566e-06 |  |  |  | 0.44 | 1.3913 | 0.54781 | 24.6208 | 0.0018782 | 0.2026% | 0.6991% | 1.4167e-05 |  |  | 0.44 | 1.3913 | 0.54781 | 24.6208 | 0.0019087 | 0.4114% | 0.6991% | 2.8764e-05
[5 empty] | 0.445 | 1.4004 | 0.54881 | 25.1432 | 0.0018556 | 0.1002% | 0.7004% | 7.0148e-06 |  |  |  | 0.445 | 1.4004 | 0.54881 | 25.1432 | 0.001918 | 0.2069% | 0.7004% | 1.4494e-05 |  |  | 0.445 | 1.4004 | 0.54881 | 25.1432 | 0.0019492 | 0.4201% | 0.7004% | 2.9427e-05
[5 empty] | 0.45 | 1.4095 | 0.54973 | 25.6758 | 0.0018949 | 0.1023% | 0.7016% | 7.1753e-06 |  |  |  | 0.45 | 1.4095 | 0.54973 | 25.6758 | 0.0019586 | 0.2113% | 0.7016% | 1.4825e-05 |  |  | 0.45 | 1.4095 | 0.54973 | 25.6758 | 0.0019905 | 0.429% | 0.7016% | 3.01e-05
[5 empty] | 0.455 | 1.4186 | 0.55056 | 26.2188 | 0.001935 | 0.1044% | 0.7026% | 7.338e-06 |  |  |  | 0.455 | 1.4186 | 0.55056 | 26.2188 | 0.0020001 | 0.2158% | 0.7026% | 1.5161e-05 |  |  | 0.455 | 1.4186 | 0.55056 | 26.2188 | 0.0020326 | 0.4381% | 0.7026% | 3.0781e-05
[5 empty] | 0.46 | 1.4277 | 0.5513 | 26.7724 | 0.0019759 | 0.1066% | 0.7036% | 7.503e-06 |  |  |  | 0.46 | 1.4277 | 0.5513 | 26.7724 | 0.0020423 | 0.2203% | 0.7036% | 1.5502e-05 |  |  | 0.46 | 1.4277 | 0.5513 | 26.7724 | 0.0020755 | 0.4473% | 0.7036% | 3.1472e-05
[5 empty] | 0.465 | 1.4368 | 0.55195 | 27.3371 | 0.0020175 | 0.1089% | 0.7044% | 7.6702e-06 |  |  |  | 0.465 | 1.4368 | 0.55195 | 27.3371 | 0.0020854 | 0.225% | 0.7044% | 1.5847e-05 |  |  | 0.465 | 1.4368 | 0.55195 | 27.3371 | 0.0021193 | 0.4567% | 0.7044% | 3.2172e-05
[5 empty] | 0.47 | 1.4458 | 0.55252 | 27.9129 | 0.00206 | 0.1112% | 0.7051% | 7.8397e-06 |  |  |  | 0.47 | 1.4458 | 0.55252 | 27.9129 | 0.0021293 | 0.2297% | 0.7051% | 1.6197e-05 |  |  | 0.47 | 1.4458 | 0.55252 | 27.9129 | 0.0021639 | 0.4663% | 0.7051% | 3.2882e-05
[5 empty] | 0.475 | 1.4549 | 0.553 | 28.5004 | 0.0021034 | 0.1135% | 0.7058% | 8.0116e-06 |  |  |  | 0.475 | 1.4549 | 0.553 | 28.5004 | 0.0021741 | 0.2345% | 0.7058% | 1.6552e-05 |  |  | 0.475 | 1.4549 | 0.553 | 28.5004 | 0.0022095 | 0.4761% | 0.7058% | 3.3602e-05
[5 empty] | 0.48 | 1.4639 | 0.55339 | 29.0998 | 0.0021476 | 0.1159% | 0.7063% | 8.1858e-06 |  |  |  | 0.48 | 1.4639 | 0.55339 | 29.0998 | 0.0022198 | 0.2395% | 0.7063% | 1.6912e-05 |  |  | 0.48 | 1.4639 | 0.55339 | 29.0998 | 0.0022559 | 0.4861% | 0.7063% | 3.4331e-05
[5 empty] | 0.485 | 1.4729 | 0.55369 | 29.7113 | 0.0021928 | 0.1183% | 0.7066% | 8.3623e-06 |  |  |  | 0.485 | 1.4729 | 0.55369 | 29.7113 | 0.0022665 | 0.2445% | 0.7066% | 1.7276e-05 |  |  | 0.485 | 1.4729 | 0.55369 | 29.7113 | 0.0023033 | 0.4963% | 0.7066% | 3.507e-05
[5 empty] | 0.49 | 1.482 | 0.55391 | 30.3354 | 0.0022388 | 0.1208% | 0.7069% | 8.5412e-06 |  |  |  | 0.49 | 1.482 | 0.55391 | 30.3354 | 0.0023141 | 0.2496% | 0.7069% | 1.7645e-05 |  |  | 0.49 | 1.482 | 0.55391 | 30.3354 | 0.0023517 | 0.5067% | 0.7069% | 3.5819e-05
[5 empty] | 0.495 | 1.491 | 0.55404 | 30.9725 | 0.0022858 | 0.1234% | 0.7071% | 8.7225e-06 |  |  |  | 0.495 | 1.491 | 0.55404 | 30.9725 | 0.0023627 | 0.2548% | 0.7071% | 1.802e-05 |  |  | 0.495 | 1.491 | 0.55404 | 30.9725 | 0.0024011 | 0.5173% | 0.7071% | 3.6578e-05
[5 empty] | 0.5 | 1.5 | 0.55409 | 31.6228 | 0.0023338 | 0.1259% | 0.7071% | 8.9062e-06 |  |  |  | 0.5 | 1.5 | 0.55409 | 31.6228 | 0.0024123 | 0.2602% | 0.7071% | 1.8399e-05 |  |  | 0.5 | 1.5 | 0.55409 | 31.6228 | 0.0024515 | 0.5281% | 0.7071% | 3.7346e-05
[5 empty] | 0.505 | 1.509 | 0.55404 | 32.2867 | 0.0023828 | 0.1286% | 0.7071% | 9.0924e-06 |  |  |  | 0.505 | 1.509 | 0.55404 | 32.2867 | 0.0024629 | 0.2656% | 0.7071% | 1.8783e-05 |  |  | 0.505 | 1.509 | 0.55404 | 32.2867 | 0.002503 | 0.5392% | 0.7071% | 3.8125e-05
[5 empty] | 0.51 | 1.518 | 0.55391 | 32.9647 | 0.0024329 | 0.1313% | 0.7069% | 9.281e-06 |  |  |  | 0.51 | 1.518 | 0.55391 | 32.9647 | 0.0025147 | 0.2712% | 0.7069% | 1.9173e-05 |  |  | 0.51 | 1.518 | 0.55391 | 32.9647 | 0.0025556 | 0.5505% | 0.7069% | 3.8915e-05
[5 empty] | 0.515 | 1.5271 | 0.55369 | 33.6572 | 0.002484 | 0.134% | 0.7066% | 9.4721e-06 |  |  |  | 0.515 | 1.5271 | 0.55369 | 33.6572 | 0.0025675 | 0.2769% | 0.7066% | 1.9567e-05 |  |  | 0.515 | 1.5271 | 0.55369 | 33.6572 | 0.0026092 | 0.562% | 0.7066% | 3.9714e-05
[5 empty] | 0.52 | 1.5361 | 0.55339 | 34.3645 | 0.0025362 | 0.1369% | 0.7063% | 9.6657e-06 |  |  |  | 0.52 | 1.5361 | 0.55339 | 34.3645 | 0.0026214 | 0.2827% | 0.7063% | 1.9967e-05 |  |  | 0.52 | 1.5361 | 0.55339 | 34.3645 | 0.0026641 | 0.5738% | 0.7063% | 4.0524e-05
[5 empty] | 0.525 | 1.5451 | 0.553 | 35.0872 | 0.0025895 | 0.1397% | 0.7058% | 9.8619e-06 |  |  |  | 0.525 | 1.5451 | 0.553 | 35.0872 | 0.0026766 | 0.2887% | 0.7058% | 2.0372e-05 |  |  | 0.525 | 1.5451 | 0.553 | 35.0872 | 0.0027201 | 0.5858% | 0.7058% | 4.1345e-05
[5 empty] | 0.53 | 1.5542 | 0.55252 | 35.8257 | 0.002644 | 0.1427% | 0.7051% | 1.0061e-05 |  |  |  | 0.53 | 1.5542 | 0.55252 | 35.8257 | 0.0027329 | 0.2947% | 0.7051% | 2.0782e-05 |  |  | 0.53 | 1.5542 | 0.55252 | 35.8257 | 0.0027774 | 0.5981% | 0.7051% | 4.2176e-05
[5 empty] | 0.535 | 1.5632 | 0.55195 | 36.5804 | 0.0026997 | 0.1457% | 0.7044% | 1.0262e-05 |  |  |  | 0.535 | 1.5632 | 0.55195 | 36.5804 | 0.0027905 | 0.3009% | 0.7044% | 2.1197e-05 |  |  | 0.535 | 1.5632 | 0.55195 | 36.5804 | 0.0028359 | 0.6107% | 0.7044% | 4.3017e-05
[5 empty] | 0.54 | 1.5723 | 0.5513 | 37.3519 | 0.0027566 | 0.1487% | 0.7036% | 1.0466e-05 |  |  |  | 0.54 | 1.5723 | 0.5513 | 37.3519 | 0.0028493 | 0.3073% | 0.7036% | 2.1618e-05 |  |  | 0.54 | 1.5723 | 0.5513 | 37.3519 | 0.0028957 | 0.6235% | 0.7036% | 4.387e-05
[5 empty] | 0.545 | 1.5814 | 0.55056 | 38.1406 | 0.0028148 | 0.1519% | 0.7026% | 1.0672e-05 |  |  |  | 0.545 | 1.5814 | 0.55056 | 38.1406 | 0.0029095 | 0.3137% | 0.7026% | 2.2044e-05 |  |  | 0.545 | 1.5814 | 0.55056 | 38.1406 | 0.0029568 | 0.6366% | 0.7026% | 4.4733e-05
[5 empty] | 0.55 | 1.5905 | 0.54973 | 38.9472 | 0.0028744 | 0.1551% | 0.7016% | 1.0881e-05 |  |  |  | 0.55 | 1.5905 | 0.54973 | 38.9472 | 0.002971 | 0.3204% | 0.7016% | 2.2476e-05 |  |  | 0.55 | 1.5905 | 0.54973 | 38.9472 | 0.0030193 | 0.6501% | 0.7016% | 4.5607e-05
[5 empty] | 0.555 | 1.5996 | 0.54881 | 39.7721 | 0.0029353 | 0.1584% | 0.7004% | 1.1093e-05 |  |  |  | 0.555 | 1.5996 | 0.54881 | 39.7721 | 0.003034 | 0.3271% | 0.7004% | 2.2913e-05 |  |  | 0.555 | 1.5996 | 0.54881 | 39.7721 | 0.0030833 | 0.6638% | 0.7004% | 4.6492e-05
[5 empty] | 0.56 | 1.6087 | 0.54781 | 40.6161 | 0.0029975 | 0.1617% | 0.6991% | 1.1307e-05 |  |  |  | 0.56 | 1.6087 | 0.54781 | 40.6161 | 0.0030983 | 0.3341% | 0.6991% | 2.3355e-05 |  |  | 0.56 | 1.6087 | 0.54781 | 40.6161 | 0.0031487 | 0.6778% | 0.6991% | 4.7388e-05
[5 empty] | 0.565 | 1.6178 | 0.54672 | 41.4796 | 0.0030613 | 0.1652% | 0.6977% | 1.1525e-05 |  |  |  | 0.565 | 1.6178 | 0.54672 | 41.4796 | 0.0031642 | 0.3412% | 0.6977% | 2.3803e-05 |  |  | 0.565 | 1.6178 | 0.54672 | 41.4796 | 0.0032157 | 0.6922% | 0.6977% | 4.8296e-05
[5 empty] | 0.57 | 1.627 | 0.54553 | 42.3633 | 0.0031265 | 0.1687% | 0.6962% | 1.1745e-05 |  |  |  | 0.57 | 1.627 | 0.54553 | 42.3633 | 0.0032316 | 0.3484% | 0.6962% | 2.4257e-05 |  |  | 0.57 | 1.627 | 0.54553 | 42.3633 | 0.0032842 | 0.7069% | 0.6962% | 4.9215e-05
[5 empty] | 0.575 | 1.6362 | 0.54427 | 43.2678 | 0.0031932 | 0.1723% | 0.6946% | 1.1967e-05 |  |  |  | 0.575 | 1.6362 | 0.54427 | 43.2678 | 0.0033006 | 0.3558% | 0.6946% | 2.4716e-05 |  |  | 0.575 | 1.6362 | 0.54427 | 43.2678 | 0.0033543 | 0.7219% | 0.6946% | 5.0145e-05
[5 empty] | 0.58 | 1.6454 | 0.54291 | 44.194 | 0.0032616 | 0.176% | 0.6929% | 1.2193e-05 |  |  |  | 0.58 | 1.6454 | 0.54291 | 44.194 | 0.0033713 | 0.3634% | 0.6929% | 2.5182e-05 |  |  | 0.58 | 1.6454 | 0.54291 | 44.194 | 0.0034261 | 0.7373% | 0.6929% | 5.1086e-05
[5 empty] | 0.585 | 1.6546 | 0.54146 | 45.1425 | 0.0033316 | 0.1797% | 0.691% | 1.2421e-05 |  |  |  | 0.585 | 1.6546 | 0.54146 | 45.1425 | 0.0034436 | 0.3712% | 0.691% | 2.5652e-05 |  |  | 0.585 | 1.6546 | 0.54146 | 45.1425 | 0.0034996 | 0.7531% | 0.691% | 5.204e-05
[5 empty] | 0.59 | 1.6638 | 0.53993 | 46.114 | 0.0034033 | 0.1836% | 0.6891% | 1.2652e-05 |  |  |  | 0.59 | 1.6638 | 0.53993 | 46.114 | 0.0035177 | 0.3792% | 0.6891% | 2.6129e-05 |  |  | 0.59 | 1.6638 | 0.53993 | 46.114 | 0.0035749 | 0.7692% | 0.6891% | 5.3004e-05
[5 empty] | 0.595 | 1.6731 | 0.5383 | 47.1093 | 0.0034768 | 0.1876% | 0.687% | 1.2886e-05 |  |  |  | 0.595 | 1.6731 | 0.5383 | 47.1093 | 0.0035937 | 0.3874% | 0.687% | 2.6612e-05 |  |  | 0.595 | 1.6731 | 0.5383 | 47.1093 | 0.0036521 | 0.7858% | 0.687% | 5.3981e-05
[5 empty] | 0.6 | 1.6824 | 0.53659 | 48.1293 | 0.003552 | 0.1916% | 0.6848% | 1.3123e-05 |  |  |  | 0.6 | 1.6824 | 0.53659 | 48.1293 | 0.0036715 | 0.3957% | 0.6848% | 2.71e-05 |  |  | 0.6 | 1.6824 | 0.53659 | 48.1293 | 0.0037312 | 0.8027% | 0.6848% | 5.4969e-05
[5 empty] | 0.605 | 1.6917 | 0.53478 | 49.1749 | 0.0036292 | 0.1958% | 0.6825% | 1.3362e-05 |  |  |  | 0.605 | 1.6917 | 0.53478 | 49.1749 | 0.0037512 | 0.4043% | 0.6825% | 2.7595e-05 |  |  | 0.605 | 1.6917 | 0.53478 | 49.1749 | 0.0038122 | 0.8201% | 0.6825% | 5.597e-05
[5 empty] | 0.61 | 1.7011 | 0.53289 | 50.2469 | 0.0037083 | 0.2% | 0.6801% | 1.3605e-05 |  |  |  | 0.61 | 1.7011 | 0.53289 | 50.2469 | 0.003833 | 0.4131% | 0.6801% | 2.8095e-05 |  |  | 0.61 | 1.7011 | 0.53289 | 50.2469 | 0.0038954 | 0.8379% | 0.6801% | 5.6982e-05
[5 empty] | 0.615 | 1.7105 | 0.5309 | 51.3464 | 0.0037895 | 0.2044% | 0.6776% | 1.3851e-05 |  |  |  | 0.615 | 1.7105 | 0.5309 | 51.3464 | 0.0039169 | 0.4221% | 0.6776% | 2.8602e-05 |  |  | 0.615 | 1.7105 | 0.5309 | 51.3464 | 0.0039806 | 0.8561% | 0.6776% | 5.8007e-05
[5 empty] | 0.62 | 1.7199 | 0.52883 | 52.4742 | 0.0038727 | 0.2089% | 0.6749% | 1.4099e-05 |  |  |  | 0.62 | 1.7199 | 0.52883 | 52.4742 | 0.0040029 | 0.4314% | 0.6749% | 2.9114e-05 |  |  | 0.62 | 1.7199 | 0.52883 | 52.4742 | 0.004068 | 0.8748% | 0.6749% | 5.9044e-05
[5 empty] | 0.625 | 1.7294 | 0.52666 | 53.6315 | 0.0039581 | 0.2135% | 0.6721% | 1.4351e-05 |  |  |  | 0.625 | 1.7294 | 0.52666 | 53.6315 | 0.0040912 | 0.4409% | 0.6721% | 2.9633e-05 |  |  | 0.625 | 1.7294 | 0.52666 | 53.6315 | 0.0041577 | 0.8941% | 0.6721% | 6.0093e-05
[5 empty] | 0.63 | 1.7389 | 0.5244 | 54.8194 | 0.0040458 | 0.2182% | 0.6693% | 1.4605e-05 |  |  |  | 0.63 | 1.7389 | 0.5244 | 54.8194 | 0.0041818 | 0.4506% | 0.6693% | 3.0158e-05 |  |  | 0.63 | 1.7389 | 0.5244 | 54.8194 | 0.0042498 | 0.9138% | 0.6693% | 6.1154e-05
[5 empty] | 0.635 | 1.7485 | 0.52205 | 56.039 | 0.0041358 | 0.2231% | 0.6663% | 1.4863e-05 |  |  |  | 0.635 | 1.7485 | 0.52205 | 56.039 | 0.0042748 | 0.4606% | 0.6663% | 3.0689e-05 |  |  | 0.635 | 1.7485 | 0.52205 | 56.039 | 0.0043444 | 0.934% | 0.6663% | 6.2228e-05
[5 empty] | 0.64 | 1.7581 | 0.51961 | 57.2915 | 0.0042282 | 0.2281% | 0.6631% | 1.5124e-05 |  |  |  | 0.64 | 1.7581 | 0.51961 | 57.2915 | 0.0043704 | 0.4709% | 0.6631% | 3.1227e-05 |  |  | 0.64 | 1.7581 | 0.51961 | 57.2915 | 0.0044415 | 0.9548% | 0.6631% | 6.3315e-05
[5 empty] | 0.645 | 1.7677 | 0.51707 | 58.5782 | 0.0043232 | 0.2332% | 0.6599% | 1.5388e-05 |  |  |  | 0.645 | 1.7677 | 0.51707 | 58.5782 | 0.0044685 | 0.4814% | 0.6599% | 3.177e-05 |  |  | 0.645 | 1.7677 | 0.51707 | 58.5782 | 0.0045412 | 0.9761% | 0.6599% | 6.4414e-05
[5 empty] | 0.65 | 1.7774 | 0.51444 | 59.9005 | 0.0044208 | 0.2384% | 0.6565% | 1.5655e-05 |  |  |  | 0.65 | 1.7774 | 0.51444 | 59.9005 | 0.0045694 | 0.4923% | 0.6565% | 3.2321e-05 |  |  | 0.65 | 1.7774 | 0.51444 | 59.9005 | 0.0046437 | 0.998% | 0.6565% | 6.5526e-05
[5 empty] | 0.655 | 1.7872 | 0.51172 | 61.2598 | 0.0045211 | 0.2438% | 0.6531% | 1.5925e-05 |  |  |  | 0.655 | 1.7872 | 0.51172 | 61.2598 | 0.0046731 | 0.5034% | 0.6531% | 3.2877e-05 |  |  | 0.655 | 1.7872 | 0.51172 | 61.2598 | 0.0047491 | 1.021% | 0.6531% | 6.665e-05
[5 empty] | 0.66 | 1.797 | 0.5089 | 62.6576 | 0.0046242 | 0.2494% | 0.6495% | 1.6198e-05 |  |  |  | 0.66 | 1.797 | 0.5089 | 62.6576 | 0.0047797 | 0.5149% | 0.6495% | 3.344e-05 |  |  | 0.66 | 1.797 | 0.5089 | 62.6576 | 0.0048575 | 1.044% | 0.6495% | 6.7788e-05
[5 empty] | 0.665 | 1.8068 | 0.50599 | 64.0954 | 0.0047304 | 0.2551% | 0.6458% | 1.6474e-05 |  |  |  | 0.665 | 1.8068 | 0.50599 | 64.0954 | 0.0048894 | 0.5267% | 0.6458% | 3.401e-05 |  |  | 0.665 | 1.8068 | 0.50599 | 64.0954 | 0.0049689 | 1.068% | 0.6458% | 6.8939e-05
[5 empty] | 0.67 | 1.8167 | 0.50298 | 65.5749 | 0.0048395 | 0.261% | 0.6419% | 1.6754e-05 |  |  |  | 0.67 | 1.8167 | 0.50298 | 65.5749 | 0.0050023 | 0.5388% | 0.6419% | 3.4586e-05 |  |  | 0.67 | 1.8167 | 0.50298 | 65.5749 | 0.0050836 | 1.092% | 0.6419% | 7.0102e-05
[5 empty] | 0.675 | 1.8267 | 0.49988 | 67.0979 | 0.0049519 | 0.267% | 0.638% | 1.7037e-05 |  |  |  | 0.675 | 1.8267 | 0.49988 | 67.0979 | 0.0051185 | 0.5513% | 0.638% | 3.5169e-05 |  |  | 0.675 | 1.8267 | 0.49988 | 67.0979 | 0.0052017 | 1.117% | 0.638% | 7.1279e-05
[5 empty] | 0.68 | 1.8367 | 0.49668 | 68.6662 | 0.0050677 | 0.2733% | 0.6339% | 1.7323e-05 |  |  |  | 0.68 | 1.8367 | 0.49668 | 68.6662 | 0.0052381 | 0.5641% | 0.6339% | 3.5758e-05 |  |  | 0.68 | 1.8367 | 0.49668 | 68.6662 | 0.0053233 | 1.143% | 0.6339% | 7.2468e-05
[5 empty] | 0.685 | 1.8468 | 0.49339 | 70.2819 | 0.0051869 | 0.2797% | 0.6297% | 1.7612e-05 |  |  |  | 0.685 | 1.8468 | 0.49339 | 70.2819 | 0.0053613 | 0.5774% | 0.6297% | 3.6354e-05 |  |  | 0.685 | 1.8468 | 0.49339 | 70.2819 | 0.0054485 | 1.17% | 0.6297% | 7.3671e-05
[5 empty] | 0.69 | 1.857 | 0.48999 | 71.9469 | 0.0053098 | 0.2863% | 0.6253% | 1.7905e-05 |  |  |  | 0.69 | 1.857 | 0.48999 | 71.9469 | 0.0054884 | 0.591% | 0.6253% | 3.6957e-05 |  |  | 0.69 | 1.857 | 0.48999 | 71.9469 | 0.0055776 | 1.198% | 0.6253% | 7.4887e-05
[5 empty] | 0.695 | 1.8673 | 0.4865 | 73.6636 | 0.0054365 | 0.2931% | 0.6209% | 1.8201e-05 |  |  |  | 0.695 | 1.8673 | 0.4865 | 73.6636 | 0.0056193 | 0.605% | 0.6209% | 3.7566e-05 |  |  | 0.695 | 1.8673 | 0.4865 | 73.6636 | 0.0057107 | 1.226% | 0.6209% | 7.6117e-05
[5 empty] | 0.7 | 1.8776 | 0.48291 | 75.4342 | 0.0055672 | 0.3002% | 0.6163% | 1.85e-05 |  |  |  | 0.7 | 1.8776 | 0.48291 | 75.4342 | 0.0057544 | 0.6195% | 0.6163% | 3.8183e-05 |  |  | 0.7 | 1.8776 | 0.48291 | 75.4342 | 0.005848 | 1.255% | 0.6163% | 7.7359e-05
[5 empty] | 0.705 | 1.888 | 0.47921 | 77.2613 | 0.005702 | 0.3074% | 0.6116% | 1.8802e-05 |  |  |  | 0.705 | 1.888 | 0.47921 | 77.2613 | 0.0058938 | 0.6345% | 0.6116% | 3.8806e-05 |  |  | 0.705 | 1.888 | 0.47921 | 77.2613 | 0.0059896 | 1.285% | 0.6116% | 7.8615e-05
[5 empty] | 0.71 | 1.8984 | 0.47542 | 79.1475 | 0.0058412 | 0.3149% | 0.6067% | 1.9108e-05 |  |  |  | 0.71 | 1.8984 | 0.47542 | 79.1475 | 0.0060376 | 0.6499% | 0.6067% | 3.9435e-05 |  |  | 0.71 | 1.8984 | 0.47542 | 79.1475 | 0.0061358 | 1.317% | 0.6067% | 7.9884e-05
[5 empty] | 0.715 | 1.909 | 0.47153 | 81.0956 | 0.005985 | 0.3227% | 0.6018% | 1.9418e-05 |  |  |  | 0.715 | 1.909 | 0.47153 | 81.0956 | 0.0061862 | 0.6659% | 0.6018% | 4.0072e-05 |  |  | 0.715 | 1.909 | 0.47153 | 81.0956 | 0.0062869 | 1.349% | 0.6018% | 8.1167e-05
[5 empty] | 0.72 | 1.9196 | 0.46753 | 83.1086 | 0.0061336 | 0.3307% | 0.5967% | 1.973e-05 |  |  |  | 0.72 | 1.9196 | 0.46753 | 83.1086 | 0.0063398 | 0.6824% | 0.5967% | 4.0715e-05 |  |  | 0.72 | 1.9196 | 0.46753 | 83.1086 | 0.0064429 | 1.382% | 0.5967% | 8.2463e-05
[5 empty] | 0.725 | 1.9304 | 0.46343 | 85.1897 | 0.0062872 | 0.3389% | 0.5914% | 2.0046e-05 |  |  |  | 0.725 | 1.9304 | 0.46343 | 85.1897 | 0.0064986 | 0.6994% | 0.5914% | 4.1365e-05 |  |  | 0.725 | 1.9304 | 0.46343 | 85.1897 | 0.0066043 | 1.416% | 0.5914% | 8.3772e-05
[5 empty] | 0.73 | 1.9412 | 0.45923 | 87.3424 | 0.006446 | 0.3475% | 0.5861% | 2.0365e-05 |  |  |  | 0.73 | 1.9412 | 0.45923 | 87.3424 | 0.0066628 | 0.717% | 0.5861% | 4.2022e-05 |  |  | 0.73 | 1.9412 | 0.45923 | 87.3424 | 0.0067712 | 1.452% | 0.5861% | 8.5095e-05
[5 empty] | 0.735 | 1.9522 | 0.45492 | 89.5704 | 0.0066105 | 0.3563% | 0.5806% | 2.0688e-05 |  |  |  | 0.735 | 1.9522 | 0.45492 | 89.5704 | 0.0068327 | 0.7352% | 0.5806% | 4.2686e-05 |  |  | 0.735 | 1.9522 | 0.45492 | 89.5704 | 0.0069439 | 1.489% | 0.5806% | 8.6431e-05
[5 empty] | 0.74 | 1.9632 | 0.45051 | 91.8774 | 0.0067807 | 0.3655% | 0.575% | 2.1014e-05 |  |  |  | 0.74 | 1.9632 | 0.45051 | 91.8774 | 0.0070087 | 0.7541% | 0.575% | 4.3356e-05 |  |  | 0.74 | 1.9632 | 0.45051 | 91.8774 | 0.0071227 | 1.527% | 0.575% | 8.778e-05
[5 empty] | 0.745 | 1.9744 | 0.44599 | 94.2677 | 0.0069571 | 0.375% | 0.5692% | 2.1343e-05 |  |  |  | 0.745 | 1.9744 | 0.44599 | 94.2677 | 0.0071911 | 0.7736% | 0.5692% | 4.4033e-05 |  |  | 0.745 | 1.9744 | 0.44599 | 94.2677 | 0.007308 | 1.566% | 0.5692% | 8.9142e-05
[5 empty] | 0.75 | 1.9856 | 0.44136 | 96.7459 | 0.00714 | 0.3848% | 0.5633% | 2.1676e-05 |  |  |  | 0.75 | 1.9856 | 0.44136 | 96.7459 | 0.0073801 | 0.7939% | 0.5633% | 4.4717e-05 |  |  | 0.75 | 1.9856 | 0.44136 | 96.7459 | 0.0075001 | 1.607% | 0.5633% | 9.0517e-05
[5 empty] | 0.755 | 1.997 | 0.43662 | 99.3167 | 0.0073298 | 0.395% | 0.5572% | 2.2012e-05 |  |  |  | 0.755 | 1.997 | 0.43662 | 99.3167 | 0.0075762 | 0.8149% | 0.5572% | 4.5408e-05 |  |  | 0.755 | 1.997 | 0.43662 | 99.3167 | 0.0076994 | 1.649% | 0.5572% | 9.1905e-05
[5 empty] | 0.76 | 2.0085 | 0.43177 | 101.9854 | 0.0075267 | 0.4056% | 0.551% | 2.2351e-05 |  |  |  | 0.76 | 2.0085 | 0.43177 | 101.9854 | 0.0077798 | 0.8367% | 0.551% | 4.6105e-05 |  |  | 0.76 | 2.0085 | 0.43177 | 101.9854 | 0.0079063 | 1.693% | 0.551% | 9.3305e-05
[5 empty] | 0.765 | 2.0202 | 0.42681 | 104.7574 | 0.0077313 | 0.4166% | 0.5447% | 2.2693e-05 |  |  |  | 0.765 | 2.0202 | 0.42681 | 104.7574 | 0.0079913 | 0.8593% | 0.5447% | 4.6809e-05 |  |  | 0.765 | 2.0202 | 0.42681 | 104.7574 | 0.0081212 | 1.739% | 0.5447% | 9.4718e-05
[5 empty] | 0.77 | 2.032 | 0.42173 | 107.639 | 0.007944 | 0.4281% | 0.5382% | 2.3039e-05 |  |  |  | 0.77 | 2.032 | 0.42173 | 107.639 | 0.0082111 | 0.8829% | 0.5382% | 4.7519e-05 |  |  | 0.77 | 2.032 | 0.42173 | 107.639 | 0.0083446 | 1.786% | 0.5382% | 9.6144e-05
[5 empty] | 0.775 | 2.0439 | 0.41655 | 110.6366 | 0.0081652 | 0.4399% | 0.5316% | 2.3388e-05 |  |  |  | 0.775 | 2.0439 | 0.41655 | 110.6366 | 0.0084397 | 0.9073% | 0.5316% | 4.8235e-05 |  |  | 0.775 | 2.0439 | 0.41655 | 110.6366 | 0.008577 | 1.836% | 0.5316% | 9.7581e-05
[5 empty] | 0.78 | 2.056 | 0.41124 | 113.7573 | 0.0083955 | 0.4523% | 0.5248% | 2.374e-05 |  |  |  | 0.78 | 2.056 | 0.41124 | 113.7573 | 0.0086778 | 0.9328% | 0.5248% | 4.8958e-05 |  |  | 0.78 | 2.056 | 0.41124 | 113.7573 | 0.0088189 | 1.887% | 0.5248% | 9.903e-05
[5 empty] | 0.785 | 2.0682 | 0.40582 | 117.0087 | 0.0086355 | 0.4652% | 0.5179% | 2.4095e-05 |  |  |  | 0.785 | 2.0682 | 0.40582 | 117.0087 | 0.0089258 | 0.9594% | 0.5179% | 4.9687e-05 |  |  | 0.785 | 2.0682 | 0.40582 | 117.0087 | 0.009071 | 1.94% | 0.5179% | 0.00010049
[5 empty] | 0.79 | 2.0806 | 0.40028 | 120.3991 | 0.0088857 | 0.4787% | 0.5108% | 2.4453e-05 |  |  |  | 0.79 | 2.0806 | 0.40028 | 120.3991 | 0.0091845 | 0.987% | 0.5108% | 5.0422e-05 |  |  | 0.79 | 2.0806 | 0.40028 | 120.3991 | 0.0093338 | 1.996% | 0.5108% | 0.00010196
[5 empty] | 0.795 | 2.0932 | 0.39462 | 123.9377 | 0.0091468 | 0.4927% | 0.5036% | 2.4814e-05 |  |  |  | 0.795 | 2.0932 | 0.39462 | 123.9377 | 0.0094544 | 1.016% | 0.5036% | 5.1162e-05 |  |  | 0.795 | 2.0932 | 0.39462 | 123.9377 | 0.0096082 | 2.054% | 0.5036% | 0.00010344
[5 empty] | 0.8 | 2.106 | 0.38884 | 127.6343 | 0.0094196 | 0.5074% | 0.4962% | 2.5178e-05 |  |  |  | 0.8 | 2.106 | 0.38884 | 127.6343 | 0.0097364 | 1.046% | 0.4962% | 5.1908e-05 |  |  | 0.8 | 2.106 | 0.38884 | 127.6343 | 0.0098947 | 2.115% | 0.4962% | 0.00010494
[5 empty] | 0.805 | 2.1189 | 0.38293 | 131.4996 | 0.0097049 | 0.5227% | 0.4887% | 2.5544e-05 |  |  |  | 0.805 | 2.1189 | 0.38293 | 131.4996 | 0.010031 | 1.078% | 0.4887% | 5.2659e-05 |  |  | 0.805 | 2.1189 | 0.38293 | 131.4996 | 0.010194 | 2.178% | 0.4887% | 0.00010644
[5 empty] | 0.81 | 2.1321 | 0.3769 | 135.5456 | 0.010004 | 0.5387% | 0.481% | 2.5913e-05 |  |  |  | 0.81 | 2.1321 | 0.3769 | 135.5456 | 0.01034 | 1.11% | 0.481% | 5.3416e-05 |  |  | 0.81 | 2.1321 | 0.3769 | 135.5456 | 0.010508 | 2.244% | 0.481% | 0.00010795
[5 empty] | 0.815 | 2.1455 | 0.37074 | 139.7851 | 0.010316 | 0.5555% | 0.4731% | 2.6285e-05 |  |  |  | 0.815 | 2.1455 | 0.37074 | 139.7851 | 0.010663 | 1.145% | 0.4731% | 5.4176e-05 |  |  | 0.815 | 2.1455 | 0.37074 | 139.7851 | 0.010837 | 2.314% | 0.4731% | 0.00010946
[5 empty] | 0.82 | 2.1591 | 0.36444 | 144.2324 | 0.010645 | 0.5732% | 0.4651% | 2.6659e-05 |  |  |  | 0.82 | 2.1591 | 0.36444 | 144.2324 | 0.011003 | 1.181% | 0.4651% | 5.4941e-05 |  |  | 0.82 | 2.1591 | 0.36444 | 144.2324 | 0.011181 | 2.386% | 0.4651% | 0.00011099
[5 empty] | 0.825 | 2.1729 | 0.35802 | 148.9033 | 0.010989 | 0.5917% | 0.4569% | 2.7034e-05 |  |  |  | 0.825 | 2.1729 | 0.35802 | 148.9033 | 0.011359 | 1.219% | 0.4569% | 5.571e-05 |  |  | 0.825 | 2.1729 | 0.35802 | 148.9033 | 0.011544 | 2.463% | 0.4569% | 0.00011252
[5 empty] | 0.83 | 2.187 | 0.35146 | 153.8151 | 0.011352 | 0.6111% | 0.4485% | 2.7412e-05 |  |  |  | 0.83 | 2.187 | 0.35146 | 153.8151 | 0.011734 | 1.259% | 0.4485% | 5.6482e-05 |  |  | 0.83 | 2.187 | 0.35146 | 153.8151 | 0.011924 | 2.543% | 0.4485% | 0.00011406
[5 empty] | 0.835 | 2.2014 | 0.34477 | 158.9871 | 0.011734 | 0.6316% | 0.44% | 2.7791e-05 |  |  |  | 0.835 | 2.2014 | 0.34477 | 158.9871 | 0.012128 | 1.301% | 0.44% | 5.7257e-05 |  |  | 0.835 | 2.2014 | 0.34477 | 158.9871 | 0.012325 | 2.627% | 0.44% | 0.0001156
[5 empty] | 0.84 | 2.216 | 0.33793 | 164.4408 | 0.012136 | 0.6532% | 0.4313% | 2.8171e-05 |  |  |  | 0.84 | 2.216 | 0.33793 | 164.4408 | 0.012544 | 1.346% | 0.4313% | 5.8034e-05 |  |  | 0.84 | 2.216 | 0.33793 | 164.4408 | 0.012748 | 2.716% | 0.4313% | 0.00011714
[5 empty] | 0.845 | 2.231 | 0.33096 | 170.2001 | 0.012561 | 0.676% | 0.4224% | 2.8553e-05 |  |  |  | 0.845 | 2.231 | 0.33096 | 170.2001 | 0.012983 | 1.392% | 0.4224% | 5.8813e-05 |  |  | 0.845 | 2.231 | 0.33096 | 170.2001 | 0.013195 | 2.81% | 0.4224% | 0.00011868
[5 empty] | 0.85 | 2.2462 | 0.32383 | 176.2918 | 0.013011 | 0.7001% | 0.4133% | 2.8935e-05 |  |  |  | 0.85 | 2.2462 | 0.32383 | 176.2918 | 0.013448 | 1.442% | 0.4133% | 5.9592e-05 |  |  | 0.85 | 2.2462 | 0.32383 | 176.2918 | 0.013667 | 2.909% | 0.4133% | 0.00012022
[5 empty] | 0.855 | 2.2618 | 0.31656 | 182.7459 | 0.013487 | 0.7257% | 0.404% | 2.9317e-05 |  |  |  | 0.855 | 2.2618 | 0.31656 | 182.7459 | 0.01394 | 1.494% | 0.404% | 6.037e-05 |  |  | 0.855 | 2.2618 | 0.31656 | 182.7459 | 0.014167 | 3.014% | 0.404% | 0.00012176
[5 empty] | 0.86 | 2.2778 | 0.30913 | 189.5963 | 0.013993 | 0.7528% | 0.3945% | 2.9698e-05 |  |  |  | 0.86 | 2.2778 | 0.30913 | 189.5963 | 0.014463 | 1.55% | 0.3945% | 6.1147e-05 |  |  | 0.86 | 2.2778 | 0.30913 | 189.5963 | 0.014698 | 3.125% | 0.3945% | 0.00012329
[5 empty] | 0.865 | 2.2942 | 0.30155 | 196.8816 | 0.01453 | 0.7816% | 0.3849% | 3.0079e-05 |  |  |  | 0.865 | 2.2942 | 0.30155 | 196.8816 | 0.015019 | 1.609% | 0.3849% | 6.1921e-05 |  |  | 0.865 | 2.2942 | 0.30155 | 196.8816 | 0.015263 | 3.243% | 0.3849% | 0.00012481
[5 empty] | 0.87 | 2.311 | 0.29381 | 204.6452 | 0.015103 | 0.8123% | 0.375% | 3.0457e-05 |  |  |  | 0.87 | 2.311 | 0.29381 | 204.6452 | 0.015611 | 1.672% | 0.375% | 6.269e-05 |  |  | 0.87 | 2.311 | 0.29381 | 204.6452 | 0.015865 | 3.369% | 0.375% | 0.00012632
[5 empty] | 0.875 | 2.3283 | 0.28591 | 212.9372 | 0.015715 | 0.845% | 0.3649% | 3.0834e-05 |  |  |  | 0.875 | 2.3283 | 0.28591 | 212.9372 | 0.016244 | 1.739% | 0.3649% | 6.3454e-05 |  |  | 0.875 | 2.3283 | 0.28591 | 212.9372 | 0.016508 | 3.503% | 0.3649% | 0.00012781
[5 empty] | 0.88 | 2.346 | 0.27783 | 221.8148 | 0.01637 | 0.8801% | 0.3546% | 3.1207e-05 |  |  |  | 0.88 | 2.346 | 0.27783 | 221.8148 | 0.016921 | 1.811% | 0.3546% | 6.4209e-05 |  |  | 0.88 | 2.346 | 0.27783 | 221.8148 | 0.017196 | 3.646% | 0.3546% | 0.00012929
[5 empty] | 0.885 | 2.3643 | 0.26959 | 231.3441 | 0.017074 | 0.9177% | 0.3441% | 3.1575e-05 |  |  |  | 0.885 | 2.3643 | 0.26959 | 231.3441 | 0.017648 | 1.888% | 0.3441% | 6.4954e-05 |  |  | 0.885 | 2.3643 | 0.26959 | 231.3441 | 0.017935 | 3.8% | 0.3441% | 0.00013074
[5 empty] | 0.89 | 2.3831 | 0.26116 | 241.6018 | 0.017831 | 0.9582% | 0.3333% | 3.1938e-05 |  |  |  | 0.89 | 2.3831 | 0.26116 | 241.6018 | 0.01843 | 1.971% | 0.3333% | 6.5687e-05 |  |  | 0.89 | 2.3831 | 0.26116 | 241.6018 | 0.01873 | 3.965% | 0.3333% | 0.00013215
[5 empty] | 0.895 | 2.4026 | 0.25255 | 252.6778 | 0.018648 | 1.002% | 0.3223% | 3.2294e-05 |  |  |  | 0.895 | 2.4026 | 0.25255 | 252.6778 | 0.019275 | 2.06% | 0.3223% | 6.6403e-05 |  |  | 0.895 | 2.4026 | 0.25255 | 252.6778 | 0.019589 | 4.143% | 0.3223% | 0.00013353
[5 empty] | 0.9 | 2.4227 | 0.24375 | 264.6776 | 0.019534 | 1.049% | 0.3111% | 3.2641e-05 |  |  |  | 0.9 | 2.4227 | 0.24375 | 264.6776 | 0.020191 | 2.157% | 0.3111% | 6.7099e-05 |  |  | 0.9 | 2.4227 | 0.24375 | 264.6776 | 0.020519 | 4.335% | 0.3111% | 0.00013486
[5 empty] | 0.905 | 2.4436 | 0.23475 | 277.7263 | 0.020497 | 1.101% | 0.2996% | 3.2977e-05 |  |  |  | 0.905 | 2.4436 | 0.23475 | 277.7263 | 0.021186 | 2.262% | 0.2996% | 6.7771e-05 |  |  | 0.905 | 2.4436 | 0.23475 | 277.7263 | 0.021531 | 4.544% | 0.2996% | 0.00013614
[5 empty] | 0.91 | 2.4653 | 0.22554 | 291.9736 | 0.021548 | 1.157% | 0.2878% | 3.33e-05 |  |  |  | 0.91 | 2.4653 | 0.22554 | 291.9736 | 0.022273 | 2.377% | 0.2878% | 6.8414e-05 |  |  | 0.91 | 2.4653 | 0.22554 | 291.9736 | 0.022635 | 4.772% | 0.2878% | 0.00013735
[5 empty] | 0.915 | 2.488 | 0.21612 | 307.6003 | 0.022701 | 1.218% | 0.2758% | 3.3606e-05 |  |  |  | 0.915 | 2.488 | 0.21612 | 307.6003 | 0.023465 | 2.502% | 0.2758% | 6.9021e-05 |  |  | 0.915 | 2.488 | 0.21612 | 307.6003 | 0.023846 | 5.02% | 0.2758% | 0.00013848
[5 empty] | 0.92 | 2.5117 | 0.20648 | 324.8266 | 0.023973 | 1.286% | 0.2635% | 3.3893e-05 |  |  |  | 0.92 | 2.5117 | 0.20648 | 324.8266 | 0.024779 | 2.641% | 0.2635% | 6.9585e-05 |  |  | 0.92 | 2.5117 | 0.20648 | 324.8266 | 0.025182 | 5.294% | 0.2635% | 0.00013951
[5 empty] | 0.925 | 2.5365 | 0.1966 | 343.9241 | 0.025382 | 1.361% | 0.2509% | 3.4157e-05 |  |  |  | 0.925 | 2.5365 | 0.1966 | 343.9241 | 0.026236 | 2.794% | 0.2509% | 7.0097e-05 |  |  | 0.925 | 2.5365 | 0.1966 | 343.9241 | 0.026662 | 5.596% | 0.2509% | 0.00014042
[5 empty] | 0.93 | 2.5626 | 0.18648 | 365.2326 | 0.026955 | 1.445% | 0.238% | 3.4391e-05 |  |  |  | 0.93 | 2.5626 | 0.18648 | 365.2326 | 0.027861 | 2.964% | 0.238% | 7.0546e-05 |  |  | 0.93 | 2.5626 | 0.18648 | 365.2326 | 0.028314 | 5.933% | 0.238% | 0.00014119
[5 empty] | 0.935 | 2.5902 | 0.1761 | 389.1825 | 0.028722 | 1.539% | 0.2247% | 3.459e-05 |  |  |  | 0.935 | 2.5902 | 0.1761 | 389.1825 | 0.029688 | 3.155% | 0.2247% | 7.0919e-05 |  |  | 0.935 | 2.5902 | 0.1761 | 389.1825 | 0.030171 | 6.309% | 0.2247% | 0.0001418
[5 empty] | 0.94 | 2.6194 | 0.16545 | 416.3293 | 0.030726 | 1.646% | 0.2112% | 3.4745e-05 |  |  |  | 0.94 | 2.6194 | 0.16545 | 416.3293 | 0.031759 | 3.372% | 0.2112% | 7.1196e-05 |  |  | 0.94 | 2.6194 | 0.16545 | 416.3293 | 0.032276 | 6.734% | 0.2112% | 0.00014219
[5 empty] | 0.945 | 2.6507 | 0.1545 | 447.4032 | 0.033019 | 1.767% | 0.1972% | 3.4846e-05 |  |  |  | 0.945 | 2.6507 | 0.1545 | 447.4032 | 0.034129 | 3.619% | 0.1972% | 7.1357e-05 |  |  | 0.945 | 2.6507 | 0.1545 | 447.4032 | 0.034685 | 7.218% | 0.1972% | 0.00014233
[5 empty] | 0.95 | 2.6843 | 0.14324 | 483.3866 | 0.035675 | 1.908% | 0.1828% | 3.4881e-05 |  |  |  | 0.95 | 2.6843 | 0.14324 | 483.3866 | 0.036874 | 3.904% | 0.1828% | 7.1373e-05 |  |  | 0.95 | 2.6843 | 0.14324 | 483.3866 | 0.037474 | 7.775% | 0.1828% | 0.00014215
[5 empty] | 0.955 | 2.7207 | 0.13165 | 525.6375 | 0.038793 | 2.073% | 0.168% | 3.483e-05 |  |  |  | 0.955 | 2.7207 | 0.13165 | 525.6375 | 0.040097 | 4.238% | 0.168% | 7.1206e-05 |  |  | 0.955 | 2.7207 | 0.13165 | 525.6375 | 0.04075 | 8.426% | 0.168% | 0.00014156
[5 empty] | 0.96 | 2.7605 | 0.11969 | 576.0948 | 0.042517 | 2.27% | 0.1527% | 3.467e-05 |  |  |  | 0.96 | 2.7605 | 0.11969 | 576.0948 | 0.043946 | 4.635% | 0.1527% | 7.0803e-05 |  |  | 0.96 | 2.7605 | 0.11969 | 576.0948 | 0.044661 | 9.196% | 0.1527% | 0.00014047
[5 empty] | 0.965 | 2.8046 | 0.10732 | 637.6402 | 0.047059 | 2.509% | 0.137% | 3.4367e-05 |  |  |  | 0.965 | 2.8046 | 0.10732 | 637.6402 | 0.048641 | 5.118% | 0.137% | 7.0094e-05 |  |  | 0.965 | 2.8046 | 0.10732 | 637.6402 | 0.049433 | 10.13% | 0.137% | 0.00013871
[5 empty] | 0.97 | 2.8542 | 0.094503 | 714.7784 | 0.052752 | 2.808% | 0.1206% | 3.3872e-05 |  |  |  | 0.97 | 2.8542 | 0.094503 | 714.7784 | 0.054526 | 5.719% | 0.1206% | 6.8972e-05 |  |  | 0.97 | 2.8542 | 0.094503 | 714.7784 | 0.055413 | 11.28% | 0.1206% | 0.00013605
[5 empty] | 0.975 | 2.9112 | 0.081174 | 815.0309 | 0.060151 | 3.196% | 0.1036% | 3.3109e-05 |  |  |  | 0.975 | 2.9112 | 0.081174 | 815.0309 | 0.062173 | 6.494% | 0.1036% | 6.7278e-05 |  |  | 0.975 | 2.9112 | 0.081174 | 815.0309 | 0.063185 | 12.76% | 0.1036% | 0.00013216
[5 empty] | 0.98 | 2.9787 | 0.067247 | 952.1365 | 0.070269 | 3.723% | 0.08582% | 3.1956e-05 |  |  |  | 0.98 | 2.9787 | 0.067247 | 952.1365 | 0.072632 | 7.545% | 0.08582% | 6.4749e-05 |  |  | 0.98 | 2.9787 | 0.067247 | 952.1365 | 0.073814 | 14.74% | 0.08582% | 0.00012648
[5 empty] | 0.985 | 3.0625 | 0.052598 | 1154.6891 | 0.085218 | 4.498% | 0.06713% | 3.019e-05 |  |  |  | 0.985 | 3.0625 | 0.052598 | 1154.6891 | 0.088084 | 9.075% | 0.06713% | 6.0915e-05 |  |  | 0.985 | 3.0625 | 0.052598 | 1154.6891 | 0.089516 | 17.58% | 0.06713% | 0.00011802
[5 empty] | 0.99 | 3.175 | 0.037017 | 1496.1339 | 0.11042 | 5.788% | 0.04724% | 2.7345e-05 |  |  |  | 0.99 | 3.175 | 0.037017 | 1496.1339 | 0.11413 | 11.6% | 0.04724% | 5.4785e-05 |  |  | 0.99 | 3.175 | 0.037017 | 1496.1339 | 0.11599 | 22.16% | 0.04724% | 0.00010469
[5 empty] | 0.995 | 3.3546 | 0.020083 | 2262.5443 | 0.16698 | 8.622% | 0.02563% | 2.21e-05 |  |  |  | 0.995 | 3.3546 | 0.020083 | 2262.5443 | 0.17259 | 17.01% | 0.02563% | 4.3587e-05 |  |  | 0.995 | 3.3546 | 0.020083 | 2262.5443 | 0.1754 | 31.54% | 0.02563% | 8.083e-05

## 1. AIRC TEC
Airborne Infection Risk Calculator v2.1 |  |  | AIRC |  |  | Mikszewski, Buonanno, Stabile, Pacitto, Morawska Technical support: amikszewski@cunybpl.org
Transitional Exposure Conditions
1. MODEL INPUT PARAMETERS |  |  |  |  | 3. INFECTIOUS OCCUPANTS AT TIME ZERO | [5 empty] | 6. MODEL RESULTS
Room Area | A | 200 | m2 |  |  |  | Infectious Occupants | 1 | persons |  | Susceptible Occupant A
Ceiling Height | h | 4 | m |  |  |  | Time of Exit | 60 | minutes |  |  | Modeled Exposure Time (minutes) | = | 60 | Yes
Room Volume | V | 800 | m3 |  | Light Exercise, Loudly Speaking |  |  |  |  | Select |  | Probability of Infection (PI %) | = | 1.416% | No
Air Exchange Rate | AER | 0.5 | hr-1 | [8 empty] | Exposure Time for 0.1% PI (minutes) | = | 13
Particle Deposition Rate | k | 0.24 | hr-1 |  | 4. INFECTIOUS OCCUPANT A | [6 empty] | Exposure Time for 1.0% PI (minutes) | = | 48
Viral Inactivation Rate | λ | 0.63 | hr-1 |  |  |  | Include in Model? | Yes |  | Select |  | Maximum Room Occupancy for R0 < 1 | = | 17
Total Viral Removal Rate | IVRR | 1.37 | hr-1 |  |  |  | Time of Entry | 60 | minutes
Initial Quanta Concentration | n0 | 0 | quanta/m3 |  |  |  | Time of Exit | 120 | minutes |  | Continuous Occupant
Total Time of Occupancy | t | 120 | minutes |  | Light Exercise, Loudly Speaking |  |  |  |  | Select |  | Modeled Exposure Time (minutes) | = | 120
[12 empty] | Probability of Infection (PI %) | = | 4.01%
2. SUSCEPTIBLE OCCUPANT ACTIVITY LEVELS |  |  |  |  | 5. SUSCEPTIBLE OCCUPANT A | [6 empty] | Exposure Time for 0.1% PI (minutes) | = | 13
Susceptible Occupant A | Standing |  |  | Select |  |  | Time of Entry | 0 | minutes |  |  | Exposure Time for 1.0% PI (minutes) | = | 48
Continuous Occupant | Standing |  |  | Select |  |  | Time of Exit | 60 | minutes |  |  | Maximum Room Occupancy for R0 < 1 | = | 6
Notes:
1) Please see User's Manual for a detailed explanation of input parameters and guidance for their selection.
2) AIRC is a decision support tool that approximates complex and probabilistic processes occurring in reality.
3) Probability of infection estimates are presented as a percentage, the number of decimal places is adjustable by the user.

## 2. TEC ERq IR
Quanta Emission Rate (ERq) and Inhalation Rate (IR) Selection Summary for Transitional Exposure Conditions Model
| SARS-CoV-2 ERq Percentile Values (Quanta/hr) |  |  | Inhalation Rate |  | Selection Summary & Model Values
| Activity | 66th | 90th | Activity | IR (m3/hr) |  | Time Zero Infectious Occupants | Infectious Occupant A
| Resting, Oral Breathing | 0.74 | 3.11 | Resting | 0.49 | Selected Activity | Light Exercise, Loudly Speaking | Light Exercise, Loudly Speaking
| Resting, Speaking | 3.46 | 14.6 | Standing | 0.54 | 66th Percentile ERq | 62.7 | 62.7
| Resting, Loudly Speaking | 22.2 | 93.9 | Light Exercise | 1.38 | 90th Percentile ERq | 265 | 265
| Standing, Oral Breathing | 0.85 | 3.57 | Heavy Exercise | 3.3
| Standing, Speaking | 4.2 | 17.7 | Custom IR #1 | 0.6 |  | Susceptible Occupant A | Continuous Occupant
| Standing, Loudly Speaking | 23.9 | 101 | Custom IR #2 | 0.6 | Selected Activity | Standing | Standing
| Light Exercise, Oral Breathing | 2.1 | 8.76 |  |  | IR (m3/hr) | 0.54 | 0.54
| Light Exercise, Speaking | 9.9 | 41.8 | Notes:
| Light Exercise, Loudly Speaking | 62.7 | 265 | 1) This sheet presents the quanta emission and inhalation rate values used in the model based on the
| Heavy Exercise, Oral Breathing | 5 | 21 | activity level selections made on the Input and Results tab.
| Heavy Exercise, Speaking | 23.2 | 97.9 | 2) The 66th percentile value for the selected activity is used for the probability of infection calculations.
| Heavy Exercise, Loudly Speaking | 149 | 628 | The 90th percentile value is used for the maximum occupancy calculations.
| Custom ERq #1 | 9.49 | 9.49 | 3) If you would like to input your own value for ERq or IR, enter your values in the Custom ERq or IR fields,
| Custom ERq #2 | 61.1 | 61.1 | and select Custom ERq or Custom IR from the drop-down lists on the Input and Results tab.

## 3. TEC Graph 2 hr
Transitional Exposure Conditions Results: Quanta Concentration, Probability of Infection, and Maximum Room Occupancy for R0 < 1
| Time (min) | 10 | 20 | 30 | 40 | 50 | 60 | 70 | 80 | 90 | 100 | 110 | 120
| Quanta Concentration | 0.011679 | 0.020973 | 0.02837 | 0.034257 | 0.038942 | 0.042671 | 0.045639 | 0.048 | 0.04988 | 0.051376 | 0.052567 | 0.053514
Quanta Concentration
Continuous Occupant Probability of Infection
Maximum Occupancy
Occupant A Probability of Infection
Quanta/m3
Occupant A PI
Continuous PI
Max. Occupancy

## 4. TEC Graph 8 hr
Transitional Exposure Conditions Results: Quanta Concentration, Probability of Infection, and Maximum Room Occupancy for R0 < 1
| Time (min) | 30 | 60 | 90 | 120 | 160 | 200 | 240 | 280 | 320 | 360 | 400 | 440 | 480
| Quanta Concentration | 0.02837 | 0.042671 | 0.04988 | 0.053514 | 0.021469 | 0.008613 | 0.0034554 | 0.0013863 | 0.00055615 | 0.00022312 | 8.9511e-05 | 3.5911e-05 | 1.4407e-05
Quanta Concentration
Continuous Occupant Probability of Infection
Maximum Occupancy
Occupant A Probability of Infection
Quanta/m3
Occupant A PI
Continuous PI
Max. Occupancy

## 5. TEC ERq Analysis
Quanta Emission Rate (ERq) Sensitivity Analysis for Transitional Exposure Conditions Model
|  |  | ERq #1 | ERq #2 | ERq #3 | ERq #4 | ERq #5
|  | Time Zero Infectious Occupants ERq (Quanta/hr) | 62.7 | 570 | 100 | 12.7 | 5
|  | Infectious Occupant A ERq (Quanta/hr) | 62.7 | 570 | 100 | 12.7 | 5
| Susceptible Occupant A |  |  |  |  | Modeled Exposure Time (minutes) = | 60
|  |  | ERq #1 | ERq #2 | ERq #3 | ERq #4 | ERq #5
|  | Probability of Infection (PI %) | 1.416% | 12.16% | 2.249% | 0.2885% | 0.1137%
|  | Exposure Time for 0.1% PI (minutes) | 13 | 3 | 10 | 32 | 55
|  | Exposure Time for 1.0% PI (minutes) | 48 | 13 | 36 | >60 | >60
| Continuous Occupant |  |  |  |  | Modeled Exposure Time (minutes) = | 120
|  |  | ERq #1 | ERq #2 | ERq #3 | ERq #4 | ERq #5
|  | Probability of Infection (PI %) | 4.01% | 31.07% | 6.319% | 0.8256% | 0.3259%
|  | Exposure Time for 0.1% PI (minutes) | 13 | 3 | 10 | 32 | 55
|  | Exposure Time for 1.0% PI (minutes) | 48 | 13 | 36 | 143 | >120

## 6. ERq Graph 2 hr
Transitional Exposure Conditions ERq Sensitivity Analysis for Continuous Occupant

## 7. ERq Graph 8 hr
Transitional Exposure Conditions ERq Sensitivity Analysis for Continuous Occupant

## 8. Calculations 66
| Enter (hr) | Exit (hr) | ERq (quanta/hr)
Susc. Occ. A | 0 | 1 | --
Inf. Occ. t(0) | 0 | 1 | 62.7
Inf. Occ. A | 1 | 2 | 62.7
[5 empty] | Include? | [7 empty] | PP for ERq | [5 empty] | PP for ERq
| I = | 1 |  |  | Yes | [6 empty] | probability | 1 |  |  |  |  | probability | 1
|  | Inf. Occ. t(0) | Inf. Occ. t(0) | Inf. Occ. t(0) | Inf. Occ. #2 | Inf. Occ #2 | Inf. Occ #2 | no | Total | Continuous Occupancy | [5 empty] | Susceptible Occupant A
time (min) | time (hr) | quanta/hr | quanta/m3 occ | quanta/m3 | quanta/hr | quanta/m3 occ | quanta/m3 | quanta/m3 | quanta/m3 | n(t)dt | Dq | PI | R | Occupancy | time (min) | n(t)dt | Dq | PI | R | time (min) | Occupancy
0.1 | 0.0016667 | 62.7 | 0.00013048 | 0.00013048 | 0 | 0 | 0 | 0 | 0.00013048 | [10 empty] | 0.1
1 | 0.016667 | 62.7 | 0.0012914 | 0.0012914 | 0 | 0 | 0 | 0 | 0.0012914 | 1.9372e-05 | 1.0461e-05 | 1.0461e-05 | 1.0461e-05 | 95595 | 1 | 1.9372e-05 | 1.0461e-05 | 1.0461e-05 | 1.0461e-05 | 1 | 95595
2 | 0.033333 | 62.7 | 0.0025537 | 0.0025537 | 0 | 0 | 0 | 0 | 0.0025537 | 4.2562e-05 | 3.3444e-05 | 3.3444e-05 | 3.3444e-05 | 29900 | 2 | 4.2562e-05 | 3.3444e-05 | 3.3444e-05 | 3.3444e-05 | 2 | 29900
3 | 0.05 | 62.7 | 0.0037875 | 0.0037875 | 0 | 0 | 0 | 0 | 0.0037875 | 6.3126e-05 | 6.7532e-05 | 6.753e-05 | 6.753e-05 | 14808 | 3 | 6.3126e-05 | 6.7532e-05 | 6.753e-05 | 6.753e-05 | 3 | 14808
4 | 0.066667 | 62.7 | 0.0049935 | 0.0049935 | 0 | 0 | 0 | 0 | 0.0049935 | 8.3225e-05 | 0.00011247 | 0.00011247 | 0.00011247 | 8891 | 4 | 8.3225e-05 | 0.00011247 | 0.00011247 | 0.00011247 | 4 | 8891
5 | 0.083333 | 62.7 | 0.0061722 | 0.0061722 | 0 | 0 | 0 | 0 | 0.0061722 | 0.00010287 | 0.00016802 | 0.00016801 | 0.00016801 | 5952 | 5 | 0.00010287 | 0.00016802 | 0.00016801 | 0.00016801 | 5 | 5952
6 | 0.1 | 62.7 | 0.0073243 | 0.0073243 | 0 | 0 | 0 | 0 | 0.0073243 | 0.00012207 | 0.00023394 | 0.00023392 | 0.00023392 | 4275 | 6 | 0.00012207 | 0.00023394 | 0.00023392 | 0.00023392 | 6 | 4275
7 | 0.11667 | 62.7 | 0.0084504 | 0.0084504 | 0 | 0 | 0 | 0 | 0.0084504 | 0.00014084 | 0.00031 | 0.00030995 | 0.00030995 | 3226 | 7 | 0.00014084 | 0.00031 | 0.00030995 | 0.00030995 | 7 | 3226
8 | 0.13333 | 62.7 | 0.0095511 | 0.0095511 | 0 | 0 | 0 | 0 | 0.0095511 | 0.00015919 | 0.00039596 | 0.00039588 | 0.00039588 | 2526 | 8 | 0.00015919 | 0.00039596 | 0.00039588 | 0.00039588 | 8 | 2526
9 | 0.15 | 62.7 | 0.010627 | 0.010627 | 0 | 0 | 0 | 0 | 0.010627 | 0.00017712 | 0.0004916 | 0.00049148 | 0.00049148 | 2034 | 9 | 0.00017712 | 0.0004916 | 0.00049148 | 0.00049148 | 9 | 2034
10 | 0.16667 | 62.7 | 0.011679 | 0.011679 | 0 | 0 | 0 | 0 | 0.011679 | 0.00019464 | 0.00059671 | 0.00059653 | 0.00059653 | 1676 | 10 | 0.00019464 | 0.00059671 | 0.00059653 | 0.00059653 | 10 | 1676
11 | 0.18333 | 62.7 | 0.012706 | 0.012706 | 0 | 0 | 0 | 0 | 0.012706 | 0.00021177 | 0.00071106 | 0.00071081 | 0.00071081 | 1406 | 11 | 0.00021177 | 0.00071106 | 0.00071081 | 0.00071081 | 11 | 1406
12 | 0.2 | 62.7 | 0.013711 | 0.013711 | 0 | 0 | 0 | 0 | 0.013711 | 0.00022852 | 0.00083446 | 0.00083411 | 0.00083411 | 1198 | 12 | 0.00022852 | 0.00083446 | 0.00083411 | 0.00083411 | 12 | 1198
13 | 0.21667 | 62.7 | 0.014693 | 0.014693 | 0 | 0 | 0 | 0 | 0.014693 | 0.00024488 | 0.0009667 | 0.00096623 | 0.00096623 | 1034 | 13 | 0.00024488 | 0.0009667 | 0.00096623 | 0.00096623 | 13 | 1034
14 | 0.23333 | 62.7 | 0.015653 | 0.015653 | 0 | 0 | 0 | 0 | 0.015653 | 0.00026088 | 0.0011076 | 0.001107 | 0.001107 | 903 | 14 | 0.00026088 | 0.0011076 | 0.001107 | 0.001107 | 14 | 903
15 | 0.25 | 62.7 | 0.016591 | 0.016591 | 0 | 0 | 0 | 0 | 0.016591 | 0.00027651 | 0.0012569 | 0.0012561 | 0.0012561 | 796 | 15 | 0.00027651 | 0.0012569 | 0.0012561 | 0.0012561 | 15 | 796
16 | 0.26667 | 62.7 | 0.017508 | 0.017508 | 0 | 0 | 0 | 0 | 0.017508 | 0.00029179 | 0.0014145 | 0.0014135 | 0.0014135 | 707 | 16 | 0.00029179 | 0.0014145 | 0.0014135 | 0.0014135 | 16 | 707
17 | 0.28333 | 62.7 | 0.018404 | 0.018404 | 0 | 0 | 0 | 0 | 0.018404 | 0.00030673 | 0.0015801 | 0.0015788 | 0.0015788 | 633 | 17 | 0.00030673 | 0.0015801 | 0.0015788 | 0.0015788 | 17 | 633
18 | 0.3 | 62.7 | 0.01928 | 0.01928 | 0 | 0 | 0 | 0 | 0.01928 | 0.00032133 | 0.0017536 | 0.0017521 | 0.0017521 | 570 | 18 | 0.00032133 | 0.0017536 | 0.0017521 | 0.0017521 | 18 | 570
19 | 0.31667 | 62.7 | 0.020136 | 0.020136 | 0 | 0 | 0 | 0 | 0.020136 | 0.0003356 | 0.0019348 | 0.001933 | 0.001933 | 517 | 19 | 0.0003356 | 0.0019348 | 0.001933 | 0.001933 | 19 | 517
20 | 0.33333 | 62.7 | 0.020973 | 0.020973 | 0 | 0 | 0 | 0 | 0.020973 | 0.00034955 | 0.0021236 | 0.0021213 | 0.0021213 | 471 | 20 | 0.00034955 | 0.0021236 | 0.0021213 | 0.0021213 | 20 | 471
21 | 0.35 | 62.7 | 0.021791 | 0.021791 | 0 | 0 | 0 | 0 | 0.021791 | 0.00036318 | 0.0023197 | 0.002317 | 0.002317 | 431 | 21 | 0.00036318 | 0.0023197 | 0.002317 | 0.002317 | 21 | 431
22 | 0.36667 | 62.7 | 0.02259 | 0.02259 | 0 | 0 | 0 | 0 | 0.02259 | 0.00037651 | 0.002523 | 0.0025198 | 0.0025198 | 396 | 22 | 0.00037651 | 0.002523 | 0.0025198 | 0.0025198 | 22 | 396
23 | 0.38333 | 62.7 | 0.023372 | 0.023372 | 0 | 0 | 0 | 0 | 0.023372 | 0.00038953 | 0.0027334 | 0.0027296 | 0.0027296 | 366 | 23 | 0.00038953 | 0.0027334 | 0.0027296 | 0.0027296 | 23 | 366
24 | 0.4 | 62.7 | 0.024136 | 0.024136 | 0 | 0 | 0 | 0 | 0.024136 | 0.00040226 | 0.0029506 | 0.0029462 | 0.0029462 | 339 | 24 | 0.00040226 | 0.0029506 | 0.0029462 | 0.0029462 | 24 | 339
25 | 0.41667 | 62.7 | 0.024882 | 0.024882 | 0 | 0 | 0 | 0 | 0.024882 | 0.00041471 | 0.0031745 | 0.0031695 | 0.0031695 | 315 | 25 | 0.00041471 | 0.0031745 | 0.0031695 | 0.0031695 | 25 | 315
26 | 0.43333 | 62.7 | 0.025612 | 0.025612 | 0 | 0 | 0 | 0 | 0.025612 | 0.00042687 | 0.003405 | 0.0033993 | 0.0033993 | 294 | 26 | 0.00042687 | 0.003405 | 0.0033993 | 0.0033993 | 26 | 294
27 | 0.45 | 62.7 | 0.026325 | 0.026325 | 0 | 0 | 0 | 0 | 0.026325 | 0.00043876 | 0.003642 | 0.0036353 | 0.0036353 | 275 | 27 | 0.00043876 | 0.003642 | 0.0036353 | 0.0036353 | 27 | 275
28 | 0.46667 | 62.7 | 0.027023 | 0.027023 | 0 | 0 | 0 | 0 | 0.027023 | 0.00045038 | 0.0038852 | 0.0038776 | 0.0038776 | 257 | 28 | 0.00045038 | 0.0038852 | 0.0038776 | 0.0038776 | 28 | 257
29 | 0.48333 | 62.7 | 0.027704 | 0.027704 | 0 | 0 | 0 | 0 | 0.027704 | 0.00046173 | 0.0041345 | 0.004126 | 0.004126 | 242 | 29 | 0.00046173 | 0.0041345 | 0.004126 | 0.004126 | 29 | 242
30 | 0.5 | 62.7 | 0.02837 | 0.02837 | 0 | 0 | 0 | 0 | 0.02837 | 0.00047283 | 0.0043898 | 0.0043802 | 0.0043802 | 228 | 30 | 0.00047283 | 0.0043898 | 0.0043802 | 0.0043802 | 30 | 228
31 | 0.51667 | 62.7 | 0.029021 | 0.029021 | 0 | 0 | 0 | 0 | 0.029021 | 0.00048368 | 0.004651 | 0.0046402 | 0.0046402 | 215 | 31 | 0.00048368 | 0.004651 | 0.0046402 | 0.0046402 | 31 | 215
32 | 0.53333 | 62.7 | 0.029657 | 0.029657 | 0 | 0 | 0 | 0 | 0.029657 | 0.00049429 | 0.0049179 | 0.0049059 | 0.0049059 | 203 | 32 | 0.00049429 | 0.0049179 | 0.0049059 | 0.0049059 | 32 | 203
33 | 0.55 | 62.7 | 0.030279 | 0.030279 | 0 | 0 | 0 | 0 | 0.030279 | 0.00050465 | 0.0051905 | 0.005177 | 0.005177 | 193 | 33 | 0.00050465 | 0.0051905 | 0.005177 | 0.005177 | 33 | 193
34 | 0.56667 | 62.7 | 0.030887 | 0.030887 | 0 | 0 | 0 | 0 | 0.030887 | 0.00051479 | 0.0054684 | 0.0054535 | 0.0054535 | 183 | 34 | 0.00051479 | 0.0054684 | 0.0054535 | 0.0054535 | 34 | 183
35 | 0.58333 | 62.7 | 0.031481 | 0.031481 | 0 | 0 | 0 | 0 | 0.031481 | 0.00052469 | 0.0057518 | 0.0057353 | 0.0057353 | 174 | 35 | 0.00052469 | 0.0057518 | 0.0057353 | 0.0057353 | 35 | 174
36 | 0.6 | 62.7 | 0.032062 | 0.032062 | 0 | 0 | 0 | 0 | 0.032062 | 0.00053437 | 0.0060403 | 0.0060221 | 0.0060221 | 166 | 36 | 0.00053437 | 0.0060403 | 0.0060221 | 0.0060221 | 36 | 166
37 | 0.61667 | 62.7 | 0.03263 | 0.03263 | 0 | 0 | 0 | 0 | 0.03263 | 0.00054383 | 0.006334 | 0.006314 | 0.006314 | 158 | 37 | 0.00054383 | 0.006334 | 0.006314 | 0.006314 | 37 | 158
38 | 0.63333 | 62.7 | 0.033185 | 0.033185 | 0 | 0 | 0 | 0 | 0.033185 | 0.00055308 | 0.0066327 | 0.0066107 | 0.0066107 | 151 | 38 | 0.00055308 | 0.0066327 | 0.0066107 | 0.0066107 | 38 | 151
39 | 0.65 | 62.7 | 0.033727 | 0.033727 | 0 | 0 | 0 | 0 | 0.033727 | 0.00056212 | 0.0069362 | 0.0069122 | 0.0069122 | 144 | 39 | 0.00056212 | 0.0069362 | 0.0069122 | 0.0069122 | 39 | 144
40 | 0.66667 | 62.7 | 0.034257 | 0.034257 | 0 | 0 | 0 | 0 | 0.034257 | 0.00057095 | 0.0072445 | 0.0072183 | 0.0072183 | 138 | 40 | 0.00057095 | 0.0072445 | 0.0072183 | 0.0072183 | 40 | 138
41 | 0.68333 | 62.7 | 0.034775 | 0.034775 | 0 | 0 | 0 | 0 | 0.034775 | 0.00057959 | 0.0075575 | 0.007529 | 0.007529 | 132 | 41 | 0.00057959 | 0.0075575 | 0.007529 | 0.007529 | 41 | 132
42 | 0.7 | 62.7 | 0.035282 | 0.035282 | 0 | 0 | 0 | 0 | 0.035282 | 0.00058803 | 0.007875 | 0.0078441 | 0.0078441 | 127 | 42 | 0.00058803 | 0.007875 | 0.0078441 | 0.0078441 | 42 | 127
43 | 0.71667 | 62.7 | 0.035777 | 0.035777 | 0 | 0 | 0 | 0 | 0.035777 | 0.00059628 | 0.008197 | 0.0081635 | 0.0081635 | 122 | 43 | 0.00059628 | 0.008197 | 0.0081635 | 0.0081635 | 43 | 122
44 | 0.73333 | 62.7 | 0.03626 | 0.03626 | 0 | 0 | 0 | 0 | 0.03626 | 0.00060434 | 0.0085234 | 0.0084871 | 0.0084871 | 117 | 44 | 0.00060434 | 0.0085234 | 0.0084871 | 0.0084871 | 44 | 117
45 | 0.75 | 62.7 | 0.036733 | 0.036733 | 0 | 0 | 0 | 0 | 0.036733 | 0.00061222 | 0.008854 | 0.0088149 | 0.0088149 | 113 | 45 | 0.00061222 | 0.008854 | 0.0088149 | 0.0088149 | 45 | 113
46 | 0.76667 | 62.7 | 0.037195 | 0.037195 | 0 | 0 | 0 | 0 | 0.037195 | 0.00061992 | 0.0091887 | 0.0091466 | 0.0091466 | 109 | 46 | 0.00061992 | 0.0091887 | 0.0091466 | 0.0091466 | 46 | 109
47 | 0.78333 | 62.7 | 0.037647 | 0.037647 | 0 | 0 | 0 | 0 | 0.037647 | 0.00062745 | 0.0095275 | 0.0094823 | 0.0094823 | 105 | 47 | 0.00062745 | 0.0095275 | 0.0094823 | 0.0094823 | 47 | 105
48 | 0.8 | 62.7 | 0.038089 | 0.038089 | 0 | 0 | 0 | 0 | 0.038089 | 0.00063481 | 0.0098703 | 0.0098218 | 0.0098218 | 101 | 48 | 0.00063481 | 0.0098703 | 0.0098218 | 0.0098218 | 48 | 101
49 | 0.81667 | 62.7 | 0.03852 | 0.03852 | 0 | 0 | 0 | 0 | 0.03852 | 0.00064201 | 0.010217 | 0.010165 | 0.010165 | 98 | 49 | 0.00064201 | 0.010217 | 0.010165 | 0.010165 | 49 | 98
50 | 0.83333 | 62.7 | 0.038942 | 0.038942 | 0 | 0 | 0 | 0 | 0.038942 | 0.00064904 | 0.010568 | 0.010512 | 0.010512 | 95 | 50 | 0.00064904 | 0.010568 | 0.010512 | 0.010512 | 50 | 95
51 | 0.85 | 62.7 | 0.039355 | 0.039355 | 0 | 0 | 0 | 0 | 0.039355 | 0.00065591 | 0.010922 | 0.010862 | 0.010862 | 92 | 51 | 0.00065591 | 0.010922 | 0.010862 | 0.010862 | 51 | 92
52 | 0.86667 | 62.7 | 0.039758 | 0.039758 | 0 | 0 | 0 | 0 | 0.039758 | 0.00066263 | 0.01128 | 0.011216 | 0.011216 | 89 | 52 | 0.00066263 | 0.01128 | 0.011216 | 0.011216 | 52 | 89
53 | 0.88333 | 62.7 | 0.040152 | 0.040152 | 0 | 0 | 0 | 0 | 0.040152 | 0.00066919 | 0.011641 | 0.011573 | 0.011573 | 86 | 53 | 0.00066919 | 0.011641 | 0.011573 | 0.011573 | 53 | 86
54 | 0.9 | 62.7 | 0.040537 | 0.040537 | 0 | 0 | 0 | 0 | 0.040537 | 0.00067561 | 0.012006 | 0.011934 | 0.011934 | 83 | 54 | 0.00067561 | 0.012006 | 0.011934 | 0.011934 | 54 | 83
55 | 0.91667 | 62.7 | 0.040913 | 0.040913 | 0 | 0 | 0 | 0 | 0.040913 | 0.00068188 | 0.012374 | 0.012298 | 0.012298 | 81 | 55 | 0.00068188 | 0.012374 | 0.012298 | 0.012298 | 55 | 81
56 | 0.93333 | 62.7 | 0.041281 | 0.041281 | 0 | 0 | 0 | 0 | 0.041281 | 0.00068801 | 0.012745 | 0.012665 | 0.012665 | 78 | 56 | 0.00068801 | 0.012745 | 0.012665 | 0.012665 | 56 | 78
57 | 0.95 | 62.7 | 0.04164 | 0.04164 | 0 | 0 | 0 | 0 | 0.04164 | 0.00069401 | 0.01312 | 0.013035 | 0.013035 | 76 | 57 | 0.00069401 | 0.01312 | 0.013035 | 0.013035 | 57 | 76
58 | 0.96667 | 62.7 | 0.041992 | 0.041992 | 0 | 0 | 0 | 0 | 0.041992 | 0.00069986 | 0.013498 | 0.013407 | 0.013407 | 74 | 58 | 0.00069986 | 0.013498 | 0.013407 | 0.013407 | 58 | 74
59 | 0.98333 | 62.7 | 0.042335 | 0.042335 | 0 | 0 | 0 | 0 | 0.042335 | 0.00070559 | 0.013879 | 0.013783 | 0.013783 | 72 | 59 | 0.00070559 | 0.013879 | 0.013783 | 0.013783 | 59 | 72
60 | 1 | 62.7 | 0.042671 | 0.042671 | 62.7 | 0 | 0 | 0 | 0.042671 | 0.00071118 | 0.014263 | 0.014162 | 0.014162 | 70 | 60 | 0.00071118 | 0.014263 | 0.014162 | 0.014162 | 60 | 70
61 | 1.0167 | 0 | 0.042671 | 0.041708 | 62.7 | 0.0012914 | 0.0012914 | 0 | 0.042999 | 0.00071665 | 0.01465 | 0.014543 | 0.014543 | 68 | 61 | 0 | 0.014263 | 0.014162 | 0.014162 | 61 | 70
62 | 1.0333 | 0 | 0.042671 | 0.040766 | 62.7 | 0.0025537 | 0.0025537 | 0 | 0.04332 | 0.000722 | 0.01504 | 0.014928 | 0.014928 | 66 | 62 | 0 | 0.014263 | 0.014162 | 0.014162 | 62 | 70
63 | 1.05 | 0 | 0.042671 | 0.039846 | 62.7 | 0.0037875 | 0.0037875 | 0 | 0.043634 | 0.00072723 | 0.015433 | 0.015314 | 0.015314 | 65 | 63 | 0 | 0.014263 | 0.014162 | 0.014162 | 63 | 70
64 | 1.0667 | 0 | 0.042671 | 0.038946 | 62.7 | 0.0049935 | 0.0049935 | 0 | 0.04394 | 0.00073233 | 0.015828 | 0.015704 | 0.015704 | 63 | 64 | 0 | 0.014263 | 0.014162 | 0.014162 | 64 | 70
65 | 1.0833 | 0 | 0.042671 | 0.038067 | 62.7 | 0.0061722 | 0.0061722 | 0 | 0.044239 | 0.00073732 | 0.016226 | 0.016095 | 0.016095 | 62 | 65 | 0 | 0.014263 | 0.014162 | 0.014162 | 65 | 70
66 | 1.1 | 0 | 0.042671 | 0.037208 | 62.7 | 0.0073243 | 0.0073243 | 0 | 0.044532 | 0.0007422 | 0.016627 | 0.01649 | 0.01649 | 60 | 66 | 0 | 0.014263 | 0.014162 | 0.014162 | 66 | 70
67 | 1.1167 | 0 | 0.042671 | 0.036368 | 62.7 | 0.0084504 | 0.0084504 | 0 | 0.044818 | 0.00074697 | 0.017031 | 0.016886 | 0.016886 | 59 | 67 | 0 | 0.014263 | 0.014162 | 0.014162 | 67 | 70
68 | 1.1333 | 0 | 0.042671 | 0.035547 | 62.7 | 0.0095511 | 0.0095511 | 0 | 0.045098 | 0.00075163 | 0.017436 | 0.017285 | 0.017285 | 57 | 68 | 0 | 0.014263 | 0.014162 | 0.014162 | 68 | 70
69 | 1.15 | 0 | 0.042671 | 0.034744 | 62.7 | 0.010627 | 0.010627 | 0 | 0.045371 | 0.00075619 | 0.017845 | 0.017687 | 0.017687 | 56 | 69 | 0 | 0.014263 | 0.014162 | 0.014162 | 69 | 70
70 | 1.1667 | 0 | 0.042671 | 0.03396 | 62.7 | 0.011679 | 0.011679 | 0 | 0.045639 | 0.00076064 | 0.018256 | 0.01809 | 0.01809 | 55 | 70 | 0 | 0.014263 | 0.014162 | 0.014162 | 70 | 70
71 | 1.1833 | 0 | 0.042671 | 0.033194 | 62.7 | 0.012706 | 0.012706 | 0 | 0.0459 | 0.000765 | 0.018669 | 0.018495 | 0.018495 | 54 | 71 | 0 | 0.014263 | 0.014162 | 0.014162 | 71 | 70
72 | 1.2 | 0 | 0.042671 | 0.032444 | 62.7 | 0.013711 | 0.013711 | 0 | 0.046155 | 0.00076925 | 0.019084 | 0.018903 | 0.018903 | 52 | 72 | 0 | 0.014263 | 0.014162 | 0.014162 | 72 | 70
73 | 1.2167 | 0 | 0.042671 | 0.031712 | 62.7 | 0.014693 | 0.014693 | 0 | 0.046405 | 0.00077341 | 0.019502 | 0.019313 | 0.019313 | 51 | 73 | 0 | 0.014263 | 0.014162 | 0.014162 | 73 | 70
74 | 1.2333 | 0 | 0.042671 | 0.030996 | 62.7 | 0.015653 | 0.015653 | 0 | 0.046649 | 0.00077748 | 0.019922 | 0.019724 | 0.019724 | 50 | 74 | 0 | 0.014263 | 0.014162 | 0.014162 | 74 | 70
75 | 1.25 | 0 | 0.042671 | 0.030296 | 62.7 | 0.016591 | 0.016591 | 0 | 0.046887 | 0.00078145 | 0.020343 | 0.020138 | 0.020138 | 49 | 75 | 0 | 0.014263 | 0.014162 | 0.014162 | 75 | 70
76 | 1.2667 | 0 | 0.042671 | 0.029612 | 62.7 | 0.017508 | 0.017508 | 0 | 0.04712 | 0.00078533 | 0.020768 | 0.020553 | 0.020553 | 48 | 76 | 0 | 0.014263 | 0.014162 | 0.014162 | 76 | 70
77 | 1.2833 | 0 | 0.042671 | 0.028944 | 62.7 | 0.018404 | 0.018404 | 0 | 0.047348 | 0.00078913 | 0.021194 | 0.020971 | 0.020971 | 47 | 77 | 0 | 0.014263 | 0.014162 | 0.014162 | 77 | 70
78 | 1.3 | 0 | 0.042671 | 0.02829 | 62.7 | 0.01928 | 0.01928 | 0 | 0.04757 | 0.00079284 | 0.021622 | 0.02139 | 0.02139 | 46 | 78 | 0 | 0.014263 | 0.014162 | 0.014162 | 78 | 70
79 | 1.3167 | 0 | 0.042671 | 0.027652 | 62.7 | 0.020136 | 0.020136 | 0 | 0.047788 | 0.00079646 | 0.022052 | 0.021811 | 0.021811 | 45 | 79 | 0 | 0.014263 | 0.014162 | 0.014162 | 79 | 70
80 | 1.3333 | 0 | 0.042671 | 0.027027 | 62.7 | 0.020973 | 0.020973 | 0 | 0.048 | 0.00080001 | 0.022484 | 0.022233 | 0.022233 | 44 | 80 | 0 | 0.014263 | 0.014162 | 0.014162 | 80 | 70
81 | 1.35 | 0 | 0.042671 | 0.026417 | 62.7 | 0.021791 | 0.021791 | 0 | 0.048208 | 0.00080347 | 0.022918 | 0.022657 | 0.022657 | 44 | 81 | 0 | 0.014263 | 0.014162 | 0.014162 | 81 | 70
82 | 1.3667 | 0 | 0.042671 | 0.025821 | 62.7 | 0.02259 | 0.02259 | 0 | 0.048411 | 0.00080686 | 0.023353 | 0.023083 | 0.023083 | 43 | 82 | 0 | 0.014263 | 0.014162 | 0.014162 | 82 | 70
83 | 1.3833 | 0 | 0.042671 | 0.025238 | 62.7 | 0.023372 | 0.023372 | 0 | 0.04861 | 0.00081017 | 0.023791 | 0.02351 | 0.02351 | 42 | 83 | 0 | 0.014263 | 0.014162 | 0.014162 | 83 | 70
84 | 1.4 | 0 | 0.042671 | 0.024668 | 62.7 | 0.024136 | 0.024136 | 0 | 0.048804 | 0.0008134 | 0.02423 | 0.023939 | 0.023939 | 41 | 84 | 0 | 0.014263 | 0.014162 | 0.014162 | 84 | 70
85 | 1.4167 | 0 | 0.042671 | 0.024111 | 62.7 | 0.024882 | 0.024882 | 0 | 0.048994 | 0.00081656 | 0.024671 | 0.024369 | 0.024369 | 41 | 85 | 0 | 0.014263 | 0.014162 | 0.014162 | 85 | 70
86 | 1.4333 | 0 | 0.042671 | 0.023567 | 62.7 | 0.025612 | 0.025612 | 0 | 0.049179 | 0.00081965 | 0.025114 | 0.024801 | 0.024801 | 40 | 86 | 0 | 0.014263 | 0.014162 | 0.014162 | 86 | 70
87 | 1.45 | 0 | 0.042671 | 0.023035 | 62.7 | 0.026325 | 0.026325 | 0 | 0.049361 | 0.00082268 | 0.025558 | 0.025234 | 0.025234 | 39 | 87 | 0 | 0.014263 | 0.014162 | 0.014162 | 87 | 70
88 | 1.4667 | 0 | 0.042671 | 0.022515 | 62.7 | 0.027023 | 0.027023 | 0 | 0.049538 | 0.00082563 | 0.026004 | 0.025669 | 0.025669 | 38 | 88 | 0 | 0.014263 | 0.014162 | 0.014162 | 88 | 70
89 | 1.4833 | 0 | 0.042671 | 0.022007 | 62.7 | 0.027704 | 0.027704 | 0 | 0.049711 | 0.00082851 | 0.026451 | 0.026104 | 0.026104 | 38 | 89 | 0 | 0.014263 | 0.014162 | 0.014162 | 89 | 70
90 | 1.5 | 0 | 0.042671 | 0.02151 | 62.7 | 0.02837 | 0.02837 | 0 | 0.04988 | 0.00083133 | 0.0269 | 0.026542 | 0.026542 | 37 | 90 | 0 | 0.014263 | 0.014162 | 0.014162 | 90 | 70
91 | 1.5167 | 0 | 0.042671 | 0.021024 | 62.7 | 0.029021 | 0.029021 | 0 | 0.050046 | 0.00083409 | 0.027351 | 0.02698 | 0.02698 | 37 | 91 | 0 | 0.014263 | 0.014162 | 0.014162 | 91 | 70
92 | 1.5333 | 0 | 0.042671 | 0.02055 | 62.7 | 0.029657 | 0.029657 | 0 | 0.050207 | 0.00083679 | 0.027802 | 0.02742 | 0.02742 | 36 | 92 | 0 | 0.014263 | 0.014162 | 0.014162 | 92 | 70
93 | 1.55 | 0 | 0.042671 | 0.020086 | 62.7 | 0.030279 | 0.030279 | 0 | 0.050365 | 0.00083942 | 0.028256 | 0.02786 | 0.02786 | 35 | 93 | 0 | 0.014263 | 0.014162 | 0.014162 | 93 | 70
94 | 1.5667 | 0 | 0.042671 | 0.019633 | 62.7 | 0.030887 | 0.030887 | 0 | 0.05052 | 0.000842 | 0.02871 | 0.028302 | 0.028302 | 35 | 94 | 0 | 0.014263 | 0.014162 | 0.014162 | 94 | 70
95 | 1.5833 | 0 | 0.042671 | 0.019189 | 62.7 | 0.031481 | 0.031481 | 0 | 0.050671 | 0.00084451 | 0.029166 | 0.028745 | 0.028745 | 34 | 95 | 0 | 0.014263 | 0.014162 | 0.014162 | 95 | 70
96 | 1.6 | 0 | 0.042671 | 0.018756 | 62.7 | 0.032062 | 0.032062 | 0 | 0.050818 | 0.00084697 | 0.029624 | 0.029189 | 0.029189 | 34 | 96 | 0 | 0.014263 | 0.014162 | 0.014162 | 96 | 70
97 | 1.6167 | 0 | 0.042671 | 0.018333 | 62.7 | 0.03263 | 0.03263 | 0 | 0.050963 | 0.00084938 | 0.030082 | 0.029635 | 0.029635 | 33 | 97 | 0 | 0.014263 | 0.014162 | 0.014162 | 97 | 70
98 | 1.6333 | 0 | 0.042671 | 0.017919 | 62.7 | 0.033185 | 0.033185 | 0 | 0.051104 | 0.00085173 | 0.030542 | 0.030081 | 0.030081 | 33 | 98 | 0 | 0.014263 | 0.014162 | 0.014162 | 98 | 70
99 | 1.65 | 0 | 0.042671 | 0.017514 | 62.7 | 0.033727 | 0.033727 | 0 | 0.051241 | 0.00085402 | 0.031004 | 0.030528 | 0.030528 | 32 | 99 | 0 | 0.014263 | 0.014162 | 0.014162 | 99 | 70
100 | 1.6667 | 0 | 0.042671 | 0.017119 | 62.7 | 0.034257 | 0.034257 | 0 | 0.051376 | 0.00085627 | 0.031466 | 0.030976 | 0.030976 | 32 | 100 | 0 | 0.014263 | 0.014162 | 0.014162 | 100 | 70
101 | 1.6833 | 0 | 0.042671 | 0.016733 | 62.7 | 0.034775 | 0.034775 | 0 | 0.051508 | 0.00085846 | 0.03193 | 0.031425 | 0.031425 | 31 | 101 | 0 | 0.014263 | 0.014162 | 0.014162 | 101 | 70
102 | 1.7 | 0 | 0.042671 | 0.016355 | 62.7 | 0.035282 | 0.035282 | 0 | 0.051636 | 0.00086061 | 0.032394 | 0.031875 | 0.031875 | 31 | 102 | 0 | 0.014263 | 0.014162 | 0.014162 | 102 | 70
103 | 1.7167 | 0 | 0.042671 | 0.015986 | 62.7 | 0.035777 | 0.035777 | 0 | 0.051762 | 0.0008627 | 0.03286 | 0.032326 | 0.032326 | 30 | 103 | 0 | 0.014263 | 0.014162 | 0.014162 | 103 | 70
104 | 1.7333 | 0 | 0.042671 | 0.015625 | 62.7 | 0.03626 | 0.03626 | 0 | 0.051885 | 0.00086475 | 0.033327 | 0.032778 | 0.032778 | 30 | 104 | 0 | 0.014263 | 0.014162 | 0.014162 | 104 | 70
105 | 1.75 | 0 | 0.042671 | 0.015272 | 62.7 | 0.036733 | 0.036733 | 0 | 0.052005 | 0.00086675 | 0.033795 | 0.03323 | 0.03323 | 30 | 105 | 0 | 0.014263 | 0.014162 | 0.014162 | 105 | 70
106 | 1.7667 | 0 | 0.042671 | 0.014927 | 62.7 | 0.037195 | 0.037195 | 0 | 0.052123 | 0.00086871 | 0.034264 | 0.033684 | 0.033684 | 29 | 106 | 0 | 0.014263 | 0.014162 | 0.014162 | 106 | 70
107 | 1.7833 | 0 | 0.042671 | 0.01459 | 62.7 | 0.037647 | 0.037647 | 0 | 0.052237 | 0.00087062 | 0.034734 | 0.034138 | 0.034138 | 29 | 107 | 0 | 0.014263 | 0.014162 | 0.014162 | 107 | 70
108 | 1.8 | 0 | 0.042671 | 0.014261 | 62.7 | 0.038089 | 0.038089 | 0 | 0.05235 | 0.0008725 | 0.035206 | 0.034593 | 0.034593 | 28 | 108 | 0 | 0.014263 | 0.014162 | 0.014162 | 108 | 70
109 | 1.8167 | 0 | 0.042671 | 0.013939 | 62.7 | 0.03852 | 0.03852 | 0 | 0.052459 | 0.00087432 | 0.035678 | 0.035049 | 0.035049 | 28 | 109 | 0 | 0.014263 | 0.014162 | 0.014162 | 109 | 70
110 | 1.8333 | 0 | 0.042671 | 0.013624 | 62.7 | 0.038942 | 0.038942 | 0 | 0.052567 | 0.00087611 | 0.036151 | 0.035505 | 0.035505 | 28 | 110 | 0 | 0.014263 | 0.014162 | 0.014162 | 110 | 70
111 | 1.85 | 0 | 0.042671 | 0.013317 | 62.7 | 0.039355 | 0.039355 | 0 | 0.052671 | 0.00087786 | 0.036625 | 0.035962 | 0.035962 | 27 | 111 | 0 | 0.014263 | 0.014162 | 0.014162 | 111 | 70
112 | 1.8667 | 0 | 0.042671 | 0.013016 | 62.7 | 0.039758 | 0.039758 | 0 | 0.052774 | 0.00087956 | 0.0371 | 0.03642 | 0.03642 | 27 | 112 | 0 | 0.014263 | 0.014162 | 0.014162 | 112 | 70
113 | 1.8833 | 0 | 0.042671 | 0.012722 | 62.7 | 0.040152 | 0.040152 | 0 | 0.052874 | 0.00088123 | 0.037576 | 0.036878 | 0.036878 | 27 | 113 | 0 | 0.014263 | 0.014162 | 0.014162 | 113 | 70
114 | 1.9 | 0 | 0.042671 | 0.012435 | 62.7 | 0.040537 | 0.040537 | 0 | 0.052972 | 0.00088286 | 0.038052 | 0.037337 | 0.037337 | 26 | 114 | 0 | 0.014263 | 0.014162 | 0.014162 | 114 | 70
115 | 1.9167 | 0 | 0.042671 | 0.012154 | 62.7 | 0.040913 | 0.040913 | 0 | 0.053067 | 0.00088446 | 0.03853 | 0.037797 | 0.037797 | 26 | 115 | 0 | 0.014263 | 0.014162 | 0.014162 | 115 | 70
116 | 1.9333 | 0 | 0.042671 | 0.01188 | 62.7 | 0.041281 | 0.041281 | 0 | 0.053161 | 0.00088601 | 0.039008 | 0.038257 | 0.038257 | 26 | 116 | 0 | 0.014263 | 0.014162 | 0.014162 | 116 | 70
117 | 1.95 | 0 | 0.042671 | 0.011612 | 62.7 | 0.04164 | 0.04164 | 0 | 0.053252 | 0.00088754 | 0.039488 | 0.038718 | 0.038718 | 25 | 117 | 0 | 0.014263 | 0.014162 | 0.014162 | 117 | 70
118 | 1.9667 | 0 | 0.042671 | 0.01135 | 62.7 | 0.041992 | 0.041992 | 0 | 0.053341 | 0.00088902 | 0.039968 | 0.03918 | 0.03918 | 25 | 118 | 0 | 0.014263 | 0.014162 | 0.014162 | 118 | 70
119 | 1.9833 | 0 | 0.042671 | 0.011093 | 62.7 | 0.042335 | 0.042335 | 0 | 0.053429 | 0.00089048 | 0.040449 | 0.039642 | 0.039642 | 25 | 119 | 0 | 0.014263 | 0.014162 | 0.014162 | 119 | 70
120 | 2 | 0 | 0.042671 | 0.010843 | 62.7 | 0.042671 | 0.042671 | 0 | 0.053514 | 0.0008919 | 0.04093 | 0.040104 | 0.040104 | 24 | 120 | 0 | 0.014263 | 0.014162 | 0.014162 | 120 | 70
121 | 2.0167 | 0 | 0.042671 | 0.010598 | 0 | 0.042671 | 0.041708 | 0 | 0.052306 | 0.00087177 | 0.041401 | 0.040556 | 0.040556 | 24 | 121 | 0 | 0.014263 | 0.014162 | 0.014162 | 121 | 70
122 | 2.0333 | 0 | 0.042671 | 0.010359 | 0 | 0.042671 | 0.040766 | 0 | 0.051125 | 0.00085209 | 0.041861 | 0.040997 | 0.040997 | 24 | 122 | 0 | 0.014263 | 0.014162 | 0.014162 | 122 | 70
123 | 2.05 | 0 | 0.042671 | 0.010125 | 0 | 0.042671 | 0.039846 | 0 | 0.049971 | 0.00083285 | 0.042311 | 0.041428 | 0.041428 | 24 | 123 | 0 | 0.014263 | 0.014162 | 0.014162 | 123 | 70
124 | 2.0667 | 0 | 0.042671 | 0.0098966 | 0 | 0.042671 | 0.038946 | 0 | 0.048843 | 0.00081405 | 0.04275 | 0.04185 | 0.04185 | 23 | 124 | 0 | 0.014263 | 0.014162 | 0.014162 | 124 | 70
125 | 2.0833 | 0 | 0.042671 | 0.0096732 | 0 | 0.042671 | 0.038067 | 0 | 0.04774 | 0.00079567 | 0.04318 | 0.042261 | 0.042261 | 23 | 125 | 0 | 0.014263 | 0.014162 | 0.014162 | 125 | 70
126 | 2.1 | 0 | 0.042671 | 0.0094548 | 0 | 0.042671 | 0.037208 | 0 | 0.046663 | 0.00077771 | 0.0436 | 0.042663 | 0.042663 | 23 | 126 | 0 | 0.014263 | 0.014162 | 0.014162 | 126 | 70
127 | 2.1167 | 0 | 0.042671 | 0.0092413 | 0 | 0.042671 | 0.036368 | 0 | 0.045609 | 0.00076015 | 0.044011 | 0.043056 | 0.043056 | 23 | 127 | 0 | 0.014263 | 0.014162 | 0.014162 | 127 | 70
128 | 2.1333 | 0 | 0.042671 | 0.0090327 | 0 | 0.042671 | 0.035547 | 0 | 0.04458 | 0.00074299 | 0.044412 | 0.04344 | 0.04344 | 23 | 128 | 0 | 0.014263 | 0.014162 | 0.014162 | 128 | 70
129 | 2.15 | 0 | 0.042671 | 0.0088288 | 0 | 0.042671 | 0.034744 | 0 | 0.043573 | 0.00072622 | 0.044804 | 0.043815 | 0.043815 | 22 | 129 | 0 | 0.014263 | 0.014162 | 0.014162 | 129 | 70
130 | 2.1667 | 0 | 0.042671 | 0.0086295 | 0 | 0.042671 | 0.03396 | 0 | 0.04259 | 0.00070983 | 0.045187 | 0.044182 | 0.044182 | 22 | 130 | 0 | 0.014263 | 0.014162 | 0.014162 | 130 | 70
131 | 2.1833 | 0 | 0.042671 | 0.0084347 | 0 | 0.042671 | 0.033194 | 0 | 0.041628 | 0.0006938 | 0.045562 | 0.04454 | 0.04454 | 22 | 131 | 0 | 0.014263 | 0.014162 | 0.014162 | 131 | 70
132 | 2.2 | 0 | 0.042671 | 0.0082443 | 0 | 0.042671 | 0.032444 | 0 | 0.040688 | 0.00067814 | 0.045928 | 0.044889 | 0.044889 | 22 | 132 | 0 | 0.014263 | 0.014162 | 0.014162 | 132 | 70
133 | 2.2167 | 0 | 0.042671 | 0.0080582 | 0 | 0.042671 | 0.031712 | 0 | 0.03977 | 0.00066283 | 0.046286 | 0.045231 | 0.045231 | 22 | 133 | 0 | 0.014263 | 0.014162 | 0.014162 | 133 | 70
134 | 2.2333 | 0 | 0.042671 | 0.0078763 | 0 | 0.042671 | 0.030996 | 0 | 0.038872 | 0.00064787 | 0.046636 | 0.045565 | 0.045565 | 21 | 134 | 0 | 0.014263 | 0.014162 | 0.014162 | 134 | 70
135 | 2.25 | 0 | 0.042671 | 0.0076985 | 0 | 0.042671 | 0.030296 | 0 | 0.037995 | 0.00063324 | 0.046978 | 0.045891 | 0.045891 | 21 | 135 | 0 | 0.014263 | 0.014162 | 0.014162 | 135 | 70
136 | 2.2667 | 0 | 0.042671 | 0.0075247 | 0 | 0.042671 | 0.029612 | 0 | 0.037137 | 0.00061895 | 0.047312 | 0.04621 | 0.04621 | 21 | 136 | 0 | 0.014263 | 0.014162 | 0.014162 | 136 | 70
137 | 2.2833 | 0 | 0.042671 | 0.0073548 | 0 | 0.042671 | 0.028944 | 0 | 0.036299 | 0.00060498 | 0.047639 | 0.046522 | 0.046522 | 21 | 137 | 0 | 0.014263 | 0.014162 | 0.014162 | 137 | 70
138 | 2.3 | 0 | 0.042671 | 0.0071888 | 0 | 0.042671 | 0.02829 | 0 | 0.035479 | 0.00059132 | 0.047958 | 0.046826 | 0.046826 | 21 | 138 | 0 | 0.014263 | 0.014162 | 0.014162 | 138 | 70
139 | 2.3167 | 0 | 0.042671 | 0.0070265 | 0 | 0.042671 | 0.027652 | 0 | 0.034678 | 0.00057797 | 0.04827 | 0.047124 | 0.047124 | 21 | 139 | 0 | 0.014263 | 0.014162 | 0.014162 | 139 | 70
140 | 2.3333 | 0 | 0.042671 | 0.0068679 | 0 | 0.042671 | 0.027027 | 0 | 0.033895 | 0.00056492 | 0.048575 | 0.047414 | 0.047414 | 21 | 140 | 0 | 0.014263 | 0.014162 | 0.014162 | 140 | 70
141 | 2.35 | 0 | 0.042671 | 0.0067128 | 0 | 0.042671 | 0.026417 | 0 | 0.03313 | 0.00055217 | 0.048873 | 0.047698 | 0.047698 | 20 | 141 | 0 | 0.014263 | 0.014162 | 0.014162 | 141 | 70
142 | 2.3667 | 0 | 0.042671 | 0.0065613 | 0 | 0.042671 | 0.025821 | 0 | 0.032382 | 0.0005397 | 0.049165 | 0.047976 | 0.047976 | 20 | 142 | 0 | 0.014263 | 0.014162 | 0.014162 | 142 | 70
143 | 2.3833 | 0 | 0.042671 | 0.0064132 | 0 | 0.042671 | 0.025238 | 0 | 0.031651 | 0.00052752 | 0.04945 | 0.048247 | 0.048247 | 20 | 143 | 0 | 0.014263 | 0.014162 | 0.014162 | 143 | 70
144 | 2.4 | 0 | 0.042671 | 0.0062684 | 0 | 0.042671 | 0.024668 | 0 | 0.030937 | 0.00051561 | 0.049728 | 0.048512 | 0.048512 | 20 | 144 | 0 | 0.014263 | 0.014162 | 0.014162 | 144 | 70
145 | 2.4167 | 0 | 0.042671 | 0.0061269 | 0 | 0.042671 | 0.024111 | 0 | 0.030238 | 0.00050397 | 0.05 | 0.048771 | 0.048771 | 20 | 145 | 0 | 0.014263 | 0.014162 | 0.014162 | 145 | 70
146 | 2.4333 | 0 | 0.042671 | 0.0059886 | 0 | 0.042671 | 0.023567 | 0 | 0.029556 | 0.0004926 | 0.050266 | 0.049024 | 0.049024 | 20 | 146 | 0 | 0.014263 | 0.014162 | 0.014162 | 146 | 70
147 | 2.45 | 0 | 0.042671 | 0.0058534 | 0 | 0.042671 | 0.023035 | 0 | 0.028889 | 0.00048148 | 0.050526 | 0.049271 | 0.049271 | 20 | 147 | 0 | 0.014263 | 0.014162 | 0.014162 | 147 | 70
148 | 2.4667 | 0 | 0.042671 | 0.0057213 | 0 | 0.042671 | 0.022515 | 0 | 0.028236 | 0.00047061 | 0.05078 | 0.049513 | 0.049513 | 20 | 148 | 0 | 0.014263 | 0.014162 | 0.014162 | 148 | 70
149 | 2.4833 | 0 | 0.042671 | 0.0055921 | 0 | 0.042671 | 0.022007 | 0 | 0.027599 | 0.00045998 | 0.051029 | 0.049749 | 0.049749 | 20 | 149 | 0 | 0.014263 | 0.014162 | 0.014162 | 149 | 70
150 | 2.5 | 0 | 0.042671 | 0.0054659 | 0 | 0.042671 | 0.02151 | 0 | 0.026976 | 0.0004496 | 0.051272 | 0.049979 | 0.049979 | 20 | 150 | 0 | 0.014263 | 0.014162 | 0.014162 | 150 | 70
151 | 2.5167 | 0 | 0.042671 | 0.0053425 | 0 | 0.042671 | 0.021024 | 0 | 0.026367 | 0.00043945 | 0.051509 | 0.050205 | 0.050205 | 19 | 151 | 0 | 0.014263 | 0.014162 | 0.014162 | 151 | 70
152 | 2.5333 | 0 | 0.042671 | 0.0052219 | 0 | 0.042671 | 0.02055 | 0 | 0.025772 | 0.00042953 | 0.051741 | 0.050425 | 0.050425 | 19 | 152 | 0 | 0.014263 | 0.014162 | 0.014162 | 152 | 70
153 | 2.55 | 0 | 0.042671 | 0.005104 | 0 | 0.042671 | 0.020086 | 0 | 0.02519 | 0.00041983 | 0.051968 | 0.05064 | 0.05064 | 19 | 153 | 0 | 0.014263 | 0.014162 | 0.014162 | 153 | 70
154 | 2.5667 | 0 | 0.042671 | 0.0049888 | 0 | 0.042671 | 0.019633 | 0 | 0.024621 | 0.00041035 | 0.052189 | 0.050851 | 0.050851 | 19 | 154 | 0 | 0.014263 | 0.014162 | 0.014162 | 154 | 70
155 | 2.5833 | 0 | 0.042671 | 0.0048761 | 0 | 0.042671 | 0.019189 | 0 | 0.024065 | 0.00040109 | 0.052406 | 0.051056 | 0.051056 | 19 | 155 | 0 | 0.014263 | 0.014162 | 0.014162 | 155 | 70
156 | 2.6 | 0 | 0.042671 | 0.0047661 | 0 | 0.042671 | 0.018756 | 0 | 0.023522 | 0.00039204 | 0.052617 | 0.051257 | 0.051257 | 19 | 156 | 0 | 0.014263 | 0.014162 | 0.014162 | 156 | 70
157 | 2.6167 | 0 | 0.042671 | 0.0046585 | 0 | 0.042671 | 0.018333 | 0 | 0.022991 | 0.00038319 | 0.052824 | 0.051453 | 0.051453 | 19 | 157 | 0 | 0.014263 | 0.014162 | 0.014162 | 157 | 70
158 | 2.6333 | 0 | 0.042671 | 0.0045533 | 0 | 0.042671 | 0.017919 | 0 | 0.022472 | 0.00037454 | 0.053027 | 0.051645 | 0.051645 | 19 | 158 | 0 | 0.014263 | 0.014162 | 0.014162 | 158 | 70
159 | 2.65 | 0 | 0.042671 | 0.0044505 | 0 | 0.042671 | 0.017514 | 0 | 0.021965 | 0.00036608 | 0.053224 | 0.051833 | 0.051833 | 19 | 159 | 0 | 0.014263 | 0.014162 | 0.014162 | 159 | 70
160 | 2.6667 | 0 | 0.042671 | 0.0043501 | 0 | 0.042671 | 0.017119 | 0 | 0.021469 | 0.00035782 | 0.053418 | 0.052016 | 0.052016 | 19 | 160 | 0 | 0.014263 | 0.014162 | 0.014162 | 160 | 70
161 | 2.6833 | 0 | 0.042671 | 0.0042519 | 0 | 0.042671 | 0.016733 | 0 | 0.020984 | 0.00034974 | 0.053606 | 0.052195 | 0.052195 | 19 | 161 | 0 | 0.014263 | 0.014162 | 0.014162 | 161 | 70
162 | 2.7 | 0 | 0.042671 | 0.0041559 | 0 | 0.042671 | 0.016355 | 0 | 0.020511 | 0.00034184 | 0.053791 | 0.05237 | 0.05237 | 19 | 162 | 0 | 0.014263 | 0.014162 | 0.014162 | 162 | 70
163 | 2.7167 | 0 | 0.042671 | 0.0040621 | 0 | 0.042671 | 0.015986 | 0 | 0.020048 | 0.00033413 | 0.053971 | 0.052541 | 0.052541 | 19 | 163 | 0 | 0.014263 | 0.014162 | 0.014162 | 163 | 70
164 | 2.7333 | 0 | 0.042671 | 0.0039704 | 0 | 0.042671 | 0.015625 | 0 | 0.019595 | 0.00032658 | 0.054148 | 0.052708 | 0.052708 | 18 | 164 | 0 | 0.014263 | 0.014162 | 0.014162 | 164 | 70
165 | 2.75 | 0 | 0.042671 | 0.0038807 | 0 | 0.042671 | 0.015272 | 0 | 0.019153 | 0.00031921 | 0.05432 | 0.052871 | 0.052871 | 18 | 165 | 0 | 0.014263 | 0.014162 | 0.014162 | 165 | 70
166 | 2.7667 | 0 | 0.042671 | 0.0037931 | 0 | 0.042671 | 0.014927 | 0 | 0.01872 | 0.00031201 | 0.054489 | 0.053031 | 0.053031 | 18 | 166 | 0 | 0.014263 | 0.014162 | 0.014162 | 166 | 70
167 | 2.7833 | 0 | 0.042671 | 0.0037075 | 0 | 0.042671 | 0.01459 | 0 | 0.018298 | 0.00030496 | 0.054653 | 0.053187 | 0.053187 | 18 | 167 | 0 | 0.014263 | 0.014162 | 0.014162 | 167 | 70
168 | 2.8 | 0 | 0.042671 | 0.0036238 | 0 | 0.042671 | 0.014261 | 0 | 0.017885 | 0.00029808 | 0.054814 | 0.053339 | 0.053339 | 18 | 168 | 0 | 0.014263 | 0.014162 | 0.014162 | 168 | 70
169 | 2.8167 | 0 | 0.042671 | 0.003542 | 0 | 0.042671 | 0.013939 | 0 | 0.017481 | 0.00029135 | 0.054972 | 0.053488 | 0.053488 | 18 | 169 | 0 | 0.014263 | 0.014162 | 0.014162 | 169 | 70
170 | 2.8333 | 0 | 0.042671 | 0.003462 | 0 | 0.042671 | 0.013624 | 0 | 0.017086 | 0.00028477 | 0.055125 | 0.053633 | 0.053633 | 18 | 170 | 0 | 0.014263 | 0.014162 | 0.014162 | 170 | 70
171 | 2.85 | 0 | 0.042671 | 0.0033839 | 0 | 0.042671 | 0.013317 | 0 | 0.016701 | 0.00027834 | 0.055276 | 0.053776 | 0.053776 | 18 | 171 | 0 | 0.014263 | 0.014162 | 0.014162 | 171 | 70
172 | 2.8667 | 0 | 0.042671 | 0.0033075 | 0 | 0.042671 | 0.013016 | 0 | 0.016324 | 0.00027206 | 0.055423 | 0.053915 | 0.053915 | 18 | 172 | 0 | 0.014263 | 0.014162 | 0.014162 | 172 | 70
173 | 2.8833 | 0 | 0.042671 | 0.0032328 | 0 | 0.042671 | 0.012722 | 0 | 0.015955 | 0.00026592 | 0.055566 | 0.054051 | 0.054051 | 18 | 173 | 0 | 0.014263 | 0.014162 | 0.014162 | 173 | 70
174 | 2.9 | 0 | 0.042671 | 0.0031598 | 0 | 0.042671 | 0.012435 | 0 | 0.015595 | 0.00025992 | 0.055707 | 0.054183 | 0.054183 | 18 | 174 | 0 | 0.014263 | 0.014162 | 0.014162 | 174 | 70
175 | 2.9167 | 0 | 0.042671 | 0.0030885 | 0 | 0.042671 | 0.012154 | 0 | 0.015243 | 0.00025405 | 0.055844 | 0.054313 | 0.054313 | 18 | 175 | 0 | 0.014263 | 0.014162 | 0.014162 | 175 | 70
176 | 2.9333 | 0 | 0.042671 | 0.0030188 | 0 | 0.042671 | 0.01188 | 0 | 0.014899 | 0.00024831 | 0.055978 | 0.05444 | 0.05444 | 18 | 176 | 0 | 0.014263 | 0.014162 | 0.014162 | 176 | 70
177 | 2.95 | 0 | 0.042671 | 0.0029506 | 0 | 0.042671 | 0.011612 | 0 | 0.014562 | 0.00024271 | 0.056109 | 0.054564 | 0.054564 | 18 | 177 | 0 | 0.014263 | 0.014162 | 0.014162 | 177 | 70
178 | 2.9667 | 0 | 0.042671 | 0.002884 | 0 | 0.042671 | 0.01135 | 0 | 0.014234 | 0.00023723 | 0.056237 | 0.054685 | 0.054685 | 18 | 178 | 0 | 0.014263 | 0.014162 | 0.014162 | 178 | 70
179 | 2.9833 | 0 | 0.042671 | 0.0028189 | 0 | 0.042671 | 0.011093 | 0 | 0.013912 | 0.00023187 | 0.056362 | 0.054803 | 0.054803 | 18 | 179 | 0 | 0.014263 | 0.014162 | 0.014162 | 179 | 70
180 | 3 | 0 | 0.042671 | 0.0027553 | 0 | 0.042671 | 0.010843 | 0 | 0.013598 | 0.00022664 | 0.056485 | 0.054919 | 0.054919 | 18 | 180 | 0 | 0.014263 | 0.014162 | 0.014162 | 180 | 70
181 | 3.0167 | 0 | 0.042671 | 0.0026931 | 0 | 0.042671 | 0.010598 | 0 | 0.013291 | 0.00022152 | 0.056604 | 0.055032 | 0.055032 | 18 | 181 | 0 | 0.014263 | 0.014162 | 0.014162 | 181 | 70
182 | 3.0333 | 0 | 0.042671 | 0.0026323 | 0 | 0.042671 | 0.010359 | 0 | 0.012991 | 0.00021652 | 0.056721 | 0.055142 | 0.055142 | 18 | 182 | 0 | 0.014263 | 0.014162 | 0.014162 | 182 | 70
183 | 3.05 | 0 | 0.042671 | 0.0025729 | 0 | 0.042671 | 0.010125 | 0 | 0.012698 | 0.00021163 | 0.056835 | 0.05525 | 0.05525 | 18 | 183 | 0 | 0.014263 | 0.014162 | 0.014162 | 183 | 70
184 | 3.0667 | 0 | 0.042671 | 0.0025148 | 0 | 0.042671 | 0.0098966 | 0 | 0.012411 | 0.00020686 | 0.056947 | 0.055356 | 0.055356 | 18 | 184 | 0 | 0.014263 | 0.014162 | 0.014162 | 184 | 70
185 | 3.0833 | 0 | 0.042671 | 0.002458 | 0 | 0.042671 | 0.0096732 | 0 | 0.012131 | 0.00020219 | 0.057056 | 0.055459 | 0.055459 | 18 | 185 | 0 | 0.014263 | 0.014162 | 0.014162 | 185 | 70
186 | 3.1 | 0 | 0.042671 | 0.0024025 | 0 | 0.042671 | 0.0094548 | 0 | 0.011857 | 0.00019762 | 0.057163 | 0.05556 | 0.05556 | 17 | 186 | 0 | 0.014263 | 0.014162 | 0.014162 | 186 | 70
187 | 3.1167 | 0 | 0.042671 | 0.0023483 | 0 | 0.042671 | 0.0092413 | 0 | 0.01159 | 0.00019316 | 0.057267 | 0.055658 | 0.055658 | 17 | 187 | 0 | 0.014263 | 0.014162 | 0.014162 | 187 | 70
188 | 3.1333 | 0 | 0.042671 | 0.0022953 | 0 | 0.042671 | 0.0090327 | 0 | 0.011328 | 0.0001888 | 0.057369 | 0.055755 | 0.055755 | 17 | 188 | 0 | 0.014263 | 0.014162 | 0.014162 | 188 | 70
189 | 3.15 | 0 | 0.042671 | 0.0022435 | 0 | 0.042671 | 0.0088288 | 0 | 0.011072 | 0.00018454 | 0.057469 | 0.055849 | 0.055849 | 17 | 189 | 0 | 0.014263 | 0.014162 | 0.014162 | 189 | 70
190 | 3.1667 | 0 | 0.042671 | 0.0021928 | 0 | 0.042671 | 0.0086295 | 0 | 0.010822 | 0.00018037 | 0.057566 | 0.055941 | 0.055941 | 17 | 190 | 0 | 0.014263 | 0.014162 | 0.014162 | 190 | 70
191 | 3.1833 | 0 | 0.042671 | 0.0021433 | 0 | 0.042671 | 0.0084347 | 0 | 0.010578 | 0.0001763 | 0.057661 | 0.056031 | 0.056031 | 17 | 191 | 0 | 0.014263 | 0.014162 | 0.014162 | 191 | 70
192 | 3.2 | 0 | 0.042671 | 0.0020949 | 0 | 0.042671 | 0.0082443 | 0 | 0.010339 | 0.00017232 | 0.057755 | 0.056118 | 0.056118 | 17 | 192 | 0 | 0.014263 | 0.014162 | 0.014162 | 192 | 70
193 | 3.2167 | 0 | 0.042671 | 0.0020476 | 0 | 0.042671 | 0.0080582 | 0 | 0.010106 | 0.00016843 | 0.057845 | 0.056204 | 0.056204 | 17 | 193 | 0 | 0.014263 | 0.014162 | 0.014162 | 193 | 70
194 | 3.2333 | 0 | 0.042671 | 0.0020014 | 0 | 0.042671 | 0.0078763 | 0 | 0.0098777 | 0.00016463 | 0.057934 | 0.056288 | 0.056288 | 17 | 194 | 0 | 0.014263 | 0.014162 | 0.014162 | 194 | 70
195 | 3.25 | 0 | 0.042671 | 0.0019562 | 0 | 0.042671 | 0.0076985 | 0 | 0.0096547 | 0.00016091 | 0.058021 | 0.05637 | 0.05637 | 17 | 195 | 0 | 0.014263 | 0.014162 | 0.014162 | 195 | 70
196 | 3.2667 | 0 | 0.042671 | 0.0019121 | 0 | 0.042671 | 0.0075247 | 0 | 0.0094367 | 0.00015728 | 0.058106 | 0.05645 | 0.05645 | 17 | 196 | 0 | 0.014263 | 0.014162 | 0.014162 | 196 | 70
197 | 3.2833 | 0 | 0.042671 | 0.0018689 | 0 | 0.042671 | 0.0073548 | 0 | 0.0092237 | 0.00015373 | 0.058189 | 0.056529 | 0.056529 | 17 | 197 | 0 | 0.014263 | 0.014162 | 0.014162 | 197 | 70
198 | 3.3 | 0 | 0.042671 | 0.0018267 | 0 | 0.042671 | 0.0071888 | 0 | 0.0090155 | 0.00015026 | 0.05827 | 0.056605 | 0.056605 | 17 | 198 | 0 | 0.014263 | 0.014162 | 0.014162 | 198 | 70
199 | 3.3167 | 0 | 0.042671 | 0.0017855 | 0 | 0.042671 | 0.0070265 | 0 | 0.008812 | 0.00014687 | 0.05835 | 0.05668 | 0.05668 | 17 | 199 | 0 | 0.014263 | 0.014162 | 0.014162 | 199 | 70
200 | 3.3333 | 0 | 0.042671 | 0.0017452 | 0 | 0.042671 | 0.0068679 | 0 | 0.008613 | 0.00014355 | 0.058427 | 0.056753 | 0.056753 | 17 | 200 | 0 | 0.014263 | 0.014162 | 0.014162 | 200 | 70
201 | 3.35 | 0 | 0.042671 | 0.0017058 | 0 | 0.042671 | 0.0067128 | 0 | 0.0084186 | 0.00014031 | 0.058503 | 0.056825 | 0.056825 | 17 | 201 | 0 | 0.014263 | 0.014162 | 0.014162 | 201 | 70
202 | 3.3667 | 0 | 0.042671 | 0.0016673 | 0 | 0.042671 | 0.0065613 | 0 | 0.0082286 | 0.00013714 | 0.058577 | 0.056894 | 0.056894 | 17 | 202 | 0 | 0.014263 | 0.014162 | 0.014162 | 202 | 70
203 | 3.3833 | 0 | 0.042671 | 0.0016296 | 0 | 0.042671 | 0.0064132 | 0 | 0.0080428 | 0.00013405 | 0.058649 | 0.056963 | 0.056963 | 17 | 203 | 0 | 0.014263 | 0.014162 | 0.014162 | 203 | 70
204 | 3.4 | 0 | 0.042671 | 0.0015928 | 0 | 0.042671 | 0.0062684 | 0 | 0.0078612 | 0.00013102 | 0.05872 | 0.057029 | 0.057029 | 17 | 204 | 0 | 0.014263 | 0.014162 | 0.014162 | 204 | 70
205 | 3.4167 | 0 | 0.042671 | 0.0015569 | 0 | 0.042671 | 0.0061269 | 0 | 0.0076838 | 0.00012806 | 0.058789 | 0.057095 | 0.057095 | 17 | 205 | 0 | 0.014263 | 0.014162 | 0.014162 | 205 | 70
206 | 3.4333 | 0 | 0.042671 | 0.0015217 | 0 | 0.042671 | 0.0059886 | 0 | 0.0075103 | 0.00012517 | 0.058857 | 0.057158 | 0.057158 | 17 | 206 | 0 | 0.014263 | 0.014162 | 0.014162 | 206 | 70
207 | 3.45 | 0 | 0.042671 | 0.0014874 | 0 | 0.042671 | 0.0058534 | 0 | 0.0073408 | 0.00012235 | 0.058923 | 0.057221 | 0.057221 | 17 | 207 | 0 | 0.014263 | 0.014162 | 0.014162 | 207 | 70
208 | 3.4667 | 0 | 0.042671 | 0.0014538 | 0 | 0.042671 | 0.0057213 | 0 | 0.0071751 | 0.00011958 | 0.058988 | 0.057281 | 0.057281 | 17 | 208 | 0 | 0.014263 | 0.014162 | 0.014162 | 208 | 70
209 | 3.4833 | 0 | 0.042671 | 0.001421 | 0 | 0.042671 | 0.0055921 | 0 | 0.0070131 | 0.00011688 | 0.059051 | 0.057341 | 0.057341 | 17 | 209 | 0 | 0.014263 | 0.014162 | 0.014162 | 209 | 70
210 | 3.5 | 0 | 0.042671 | 0.0013889 | 0 | 0.042671 | 0.0054659 | 0 | 0.0068548 | 0.00011425 | 0.059112 | 0.057399 | 0.057399 | 17 | 210 | 0 | 0.014263 | 0.014162 | 0.014162 | 210 | 70
211 | 3.5167 | 0 | 0.042671 | 0.0013576 | 0 | 0.042671 | 0.0053425 | 0 | 0.0067 | 0.00011167 | 0.059173 | 0.057456 | 0.057456 | 17 | 211 | 0 | 0.014263 | 0.014162 | 0.014162 | 211 | 70
212 | 3.5333 | 0 | 0.042671 | 0.0013269 | 0 | 0.042671 | 0.0052219 | 0 | 0.0065488 | 0.00010915 | 0.059232 | 0.057512 | 0.057512 | 17 | 212 | 0 | 0.014263 | 0.014162 | 0.014162 | 212 | 70
213 | 3.55 | 0 | 0.042671 | 0.001297 | 0 | 0.042671 | 0.005104 | 0 | 0.0064009 | 0.00010668 | 0.059289 | 0.057566 | 0.057566 | 17 | 213 | 0 | 0.014263 | 0.014162 | 0.014162 | 213 | 70
214 | 3.5667 | 0 | 0.042671 | 0.0012677 | 0 | 0.042671 | 0.0049888 | 0 | 0.0062564 | 0.00010427 | 0.059346 | 0.057619 | 0.057619 | 17 | 214 | 0 | 0.014263 | 0.014162 | 0.014162 | 214 | 70
215 | 3.5833 | 0 | 0.042671 | 0.0012391 | 0 | 0.042671 | 0.0048761 | 0 | 0.0061152 | 0.00010192 | 0.059401 | 0.057671 | 0.057671 | 17 | 215 | 0 | 0.014263 | 0.014162 | 0.014162 | 215 | 70
216 | 3.6 | 0 | 0.042671 | 0.0012111 | 0 | 0.042671 | 0.0047661 | 0 | 0.0059772 | 9.9619e-05 | 0.059454 | 0.057721 | 0.057721 | 17 | 216 | 0 | 0.014263 | 0.014162 | 0.014162 | 216 | 70
217 | 3.6167 | 0 | 0.042671 | 0.0011838 | 0 | 0.042671 | 0.0046585 | 0 | 0.0058422 | 9.737e-05 | 0.059507 | 0.057771 | 0.057771 | 17 | 217 | 0 | 0.014263 | 0.014162 | 0.014162 | 217 | 70
218 | 3.6333 | 0 | 0.042671 | 0.001157 | 0 | 0.042671 | 0.0045533 | 0 | 0.0057103 | 9.5172e-05 | 0.059558 | 0.057819 | 0.057819 | 17 | 218 | 0 | 0.014263 | 0.014162 | 0.014162 | 218 | 70
219 | 3.65 | 0 | 0.042671 | 0.0011309 | 0 | 0.042671 | 0.0044505 | 0 | 0.0055814 | 9.3024e-05 | 0.059609 | 0.057867 | 0.057867 | 17 | 219 | 0 | 0.014263 | 0.014162 | 0.014162 | 219 | 70
220 | 3.6667 | 0 | 0.042671 | 0.0011054 | 0 | 0.042671 | 0.0043501 | 0 | 0.0054554 | 9.0924e-05 | 0.059658 | 0.057913 | 0.057913 | 17 | 220 | 0 | 0.014263 | 0.014162 | 0.014162 | 220 | 70
221 | 3.6833 | 0 | 0.042671 | 0.0010804 | 0 | 0.042671 | 0.0042519 | 0 | 0.0053323 | 8.8871e-05 | 0.059706 | 0.057958 | 0.057958 | 17 | 221 | 0 | 0.014263 | 0.014162 | 0.014162 | 221 | 70
222 | 3.7 | 0 | 0.042671 | 0.001056 | 0 | 0.042671 | 0.0041559 | 0 | 0.0052119 | 8.6865e-05 | 0.059753 | 0.058002 | 0.058002 | 17 | 222 | 0 | 0.014263 | 0.014162 | 0.014162 | 222 | 70
223 | 3.7167 | 0 | 0.042671 | 0.0010322 | 0 | 0.042671 | 0.0040621 | 0 | 0.0050942 | 8.4904e-05 | 0.059798 | 0.058046 | 0.058046 | 17 | 223 | 0 | 0.014263 | 0.014162 | 0.014162 | 223 | 70
224 | 3.7333 | 0 | 0.042671 | 0.0010089 | 0 | 0.042671 | 0.0039704 | 0 | 0.0049792 | 8.2987e-05 | 0.059843 | 0.058088 | 0.058088 | 17 | 224 | 0 | 0.014263 | 0.014162 | 0.014162 | 224 | 70
225 | 3.75 | 0 | 0.042671 | 0.00098612 | 0 | 0.042671 | 0.0038807 | 0 | 0.0048668 | 8.1114e-05 | 0.059887 | 0.058129 | 0.058129 | 17 | 225 | 0 | 0.014263 | 0.014162 | 0.014162 | 225 | 70
226 | 3.7667 | 0 | 0.042671 | 0.00096386 | 0 | 0.042671 | 0.0037931 | 0 | 0.004757 | 7.9283e-05 | 0.05993 | 0.058169 | 0.058169 | 17 | 226 | 0 | 0.014263 | 0.014162 | 0.014162 | 226 | 70
227 | 3.7833 | 0 | 0.042671 | 0.0009421 | 0 | 0.042671 | 0.0037075 | 0 | 0.0046496 | 7.7493e-05 | 0.059972 | 0.058209 | 0.058209 | 17 | 227 | 0 | 0.014263 | 0.014162 | 0.014162 | 227 | 70
228 | 3.8 | 0 | 0.042671 | 0.00092083 | 0 | 0.042671 | 0.0036238 | 0 | 0.0045446 | 7.5744e-05 | 0.060013 | 0.058247 | 0.058247 | 17 | 228 | 0 | 0.014263 | 0.014162 | 0.014162 | 228 | 70
229 | 3.8167 | 0 | 0.042671 | 0.00090004 | 0 | 0.042671 | 0.003542 | 0 | 0.004442 | 7.4034e-05 | 0.060053 | 0.058285 | 0.058285 | 17 | 229 | 0 | 0.014263 | 0.014162 | 0.014162 | 229 | 70
230 | 3.8333 | 0 | 0.042671 | 0.00087973 | 0 | 0.042671 | 0.003462 | 0 | 0.0043418 | 7.2363e-05 | 0.060092 | 0.058322 | 0.058322 | 17 | 230 | 0 | 0.014263 | 0.014162 | 0.014162 | 230 | 70
231 | 3.85 | 0 | 0.042671 | 0.00085987 | 0 | 0.042671 | 0.0033839 | 0 | 0.0042437 | 7.0729e-05 | 0.06013 | 0.058358 | 0.058358 | 17 | 231 | 0 | 0.014263 | 0.014162 | 0.014162 | 231 | 70
232 | 3.8667 | 0 | 0.042671 | 0.00084045 | 0 | 0.042671 | 0.0033075 | 0 | 0.0041479 | 6.9132e-05 | 0.060167 | 0.058393 | 0.058393 | 17 | 232 | 0 | 0.014263 | 0.014162 | 0.014162 | 232 | 70
233 | 3.8833 | 0 | 0.042671 | 0.00082148 | 0 | 0.042671 | 0.0032328 | 0 | 0.0040543 | 6.7572e-05 | 0.060204 | 0.058427 | 0.058427 | 17 | 233 | 0 | 0.014263 | 0.014162 | 0.014162 | 233 | 70
234 | 3.9 | 0 | 0.042671 | 0.00080294 | 0 | 0.042671 | 0.0031598 | 0 | 0.0039628 | 6.6046e-05 | 0.060239 | 0.058461 | 0.058461 | 17 | 234 | 0 | 0.014263 | 0.014162 | 0.014162 | 234 | 70
235 | 3.9167 | 0 | 0.042671 | 0.00078481 | 0 | 0.042671 | 0.0030885 | 0 | 0.0038733 | 6.4555e-05 | 0.060274 | 0.058494 | 0.058494 | 17 | 235 | 0 | 0.014263 | 0.014162 | 0.014162 | 235 | 70
236 | 3.9333 | 0 | 0.042671 | 0.00076709 | 0 | 0.042671 | 0.0030188 | 0 | 0.0037859 | 6.3098e-05 | 0.060308 | 0.058526 | 0.058526 | 17 | 236 | 0 | 0.014263 | 0.014162 | 0.014162 | 236 | 70
237 | 3.95 | 0 | 0.042671 | 0.00074978 | 0 | 0.042671 | 0.0029506 | 0 | 0.0037004 | 6.1674e-05 | 0.060342 | 0.058557 | 0.058557 | 17 | 237 | 0 | 0.014263 | 0.014162 | 0.014162 | 237 | 70
238 | 3.9667 | 0 | 0.042671 | 0.00073285 | 0 | 0.042671 | 0.002884 | 0 | 0.0036169 | 6.0281e-05 | 0.060374 | 0.058588 | 0.058588 | 17 | 238 | 0 | 0.014263 | 0.014162 | 0.014162 | 238 | 70
239 | 3.9833 | 0 | 0.042671 | 0.00071631 | 0 | 0.042671 | 0.0028189 | 0 | 0.0035352 | 5.892e-05 | 0.060406 | 0.058618 | 0.058618 | 17 | 239 | 0 | 0.014263 | 0.014162 | 0.014162 | 239 | 70
240 | 4 | 0 | 0.042671 | 0.00070014 | 0 | 0.042671 | 0.0027553 | 0 | 0.0034554 | 5.759e-05 | 0.060437 | 0.058647 | 0.058647 | 17 | 240 | 0 | 0.014263 | 0.014162 | 0.014162 | 240 | 70
241 | 4.0167 | 0 | 0.042671 | 0.00068433 | 0 | 0.042671 | 0.0026931 | 0 | 0.0033774 | 5.629e-05 | 0.060467 | 0.058676 | 0.058676 | 17 | 241 | 0 | 0.014263 | 0.014162 | 0.014162 | 241 | 70
242 | 4.0333 | 0 | 0.042671 | 0.00066888 | 0 | 0.042671 | 0.0026323 | 0 | 0.0033012 | 5.502e-05 | 0.060497 | 0.058704 | 0.058704 | 17 | 242 | 0 | 0.014263 | 0.014162 | 0.014162 | 242 | 70
243 | 4.05 | 0 | 0.042671 | 0.00065378 | 0 | 0.042671 | 0.0025729 | 0 | 0.0032267 | 5.3778e-05 | 0.060526 | 0.058731 | 0.058731 | 17 | 243 | 0 | 0.014263 | 0.014162 | 0.014162 | 243 | 70
244 | 4.0667 | 0 | 0.042671 | 0.00063902 | 0 | 0.042671 | 0.0025148 | 0 | 0.0031538 | 5.2564e-05 | 0.060555 | 0.058758 | 0.058758 | 17 | 244 | 0 | 0.014263 | 0.014162 | 0.014162 | 244 | 70
245 | 4.0833 | 0 | 0.042671 | 0.0006246 | 0 | 0.042671 | 0.002458 | 0 | 0.0030826 | 5.1377e-05 | 0.060582 | 0.058784 | 0.058784 | 17 | 245 | 0 | 0.014263 | 0.014162 | 0.014162 | 245 | 70
246 | 4.1 | 0 | 0.042671 | 0.0006105 | 0 | 0.042671 | 0.0024025 | 0 | 0.003013 | 5.0217e-05 | 0.060609 | 0.058809 | 0.058809 | 17 | 246 | 0 | 0.014263 | 0.014162 | 0.014162 | 246 | 70
247 | 4.1167 | 0 | 0.042671 | 0.00059672 | 0 | 0.042671 | 0.0023483 | 0 | 0.002945 | 4.9083e-05 | 0.060636 | 0.058834 | 0.058834 | 16 | 247 | 0 | 0.014263 | 0.014162 | 0.014162 | 247 | 70
248 | 4.1333 | 0 | 0.042671 | 0.00058325 | 0 | 0.042671 | 0.0022953 | 0 | 0.0028785 | 4.7975e-05 | 0.060662 | 0.058859 | 0.058859 | 16 | 248 | 0 | 0.014263 | 0.014162 | 0.014162 | 248 | 70
249 | 4.15 | 0 | 0.042671 | 0.00057008 | 0 | 0.042671 | 0.0022435 | 0 | 0.0028135 | 4.6892e-05 | 0.060687 | 0.058882 | 0.058882 | 16 | 249 | 0 | 0.014263 | 0.014162 | 0.014162 | 249 | 70
250 | 4.1667 | 0 | 0.042671 | 0.00055721 | 0 | 0.042671 | 0.0021928 | 0 | 0.00275 | 4.5834e-05 | 0.060712 | 0.058906 | 0.058906 | 16 | 250 | 0 | 0.014263 | 0.014162 | 0.014162 | 250 | 70
251 | 4.1833 | 0 | 0.042671 | 0.00054463 | 0 | 0.042671 | 0.0021433 | 0 | 0.0026879 | 4.4799e-05 | 0.060736 | 0.058928 | 0.058928 | 16 | 251 | 0 | 0.014263 | 0.014162 | 0.014162 | 251 | 70
252 | 4.2 | 0 | 0.042671 | 0.00053234 | 0 | 0.042671 | 0.0020949 | 0 | 0.0026273 | 4.3788e-05 | 0.06076 | 0.058951 | 0.058951 | 16 | 252 | 0 | 0.014263 | 0.014162 | 0.014162 | 252 | 70
253 | 4.2167 | 0 | 0.042671 | 0.00052032 | 0 | 0.042671 | 0.0020476 | 0 | 0.002568 | 4.2799e-05 | 0.060783 | 0.058972 | 0.058972 | 16 | 253 | 0 | 0.014263 | 0.014162 | 0.014162 | 253 | 70
254 | 4.2333 | 0 | 0.042671 | 0.00050857 | 0 | 0.042671 | 0.0020014 | 0 | 0.00251 | 4.1833e-05 | 0.060805 | 0.058994 | 0.058994 | 16 | 254 | 0 | 0.014263 | 0.014162 | 0.014162 | 254 | 70
255 | 4.25 | 0 | 0.042671 | 0.00049709 | 0 | 0.042671 | 0.0019562 | 0 | 0.0024533 | 4.0889e-05 | 0.060828 | 0.059014 | 0.059014 | 16 | 255 | 0 | 0.014263 | 0.014162 | 0.014162 | 255 | 70
256 | 4.2667 | 0 | 0.042671 | 0.00048587 | 0 | 0.042671 | 0.0019121 | 0 | 0.0023979 | 3.9966e-05 | 0.060849 | 0.059035 | 0.059035 | 16 | 256 | 0 | 0.014263 | 0.014162 | 0.014162 | 256 | 70
257 | 4.2833 | 0 | 0.042671 | 0.0004749 | 0 | 0.042671 | 0.0018689 | 0 | 0.0023438 | 3.9064e-05 | 0.06087 | 0.059055 | 0.059055 | 16 | 257 | 0 | 0.014263 | 0.014162 | 0.014162 | 257 | 70
258 | 4.3 | 0 | 0.042671 | 0.00046418 | 0 | 0.042671 | 0.0018267 | 0 | 0.0022909 | 3.8182e-05 | 0.060891 | 0.059074 | 0.059074 | 16 | 258 | 0 | 0.014263 | 0.014162 | 0.014162 | 258 | 70
259 | 4.3167 | 0 | 0.042671 | 0.0004537 | 0 | 0.042671 | 0.0017855 | 0 | 0.0022392 | 3.732e-05 | 0.060911 | 0.059093 | 0.059093 | 16 | 259 | 0 | 0.014263 | 0.014162 | 0.014162 | 259 | 70
260 | 4.3333 | 0 | 0.042671 | 0.00044346 | 0 | 0.042671 | 0.0017452 | 0 | 0.0021886 | 3.6477e-05 | 0.060931 | 0.059112 | 0.059112 | 16 | 260 | 0 | 0.014263 | 0.014162 | 0.014162 | 260 | 70
261 | 4.35 | 0 | 0.042671 | 0.00043345 | 0 | 0.042671 | 0.0017058 | 0 | 0.0021392 | 3.5654e-05 | 0.06095 | 0.05913 | 0.05913 | 16 | 261 | 0 | 0.014263 | 0.014162 | 0.014162 | 261 | 70
262 | 4.3667 | 0 | 0.042671 | 0.00042367 | 0 | 0.042671 | 0.0016673 | 0 | 0.0020909 | 3.4849e-05 | 0.060969 | 0.059147 | 0.059147 | 16 | 262 | 0 | 0.014263 | 0.014162 | 0.014162 | 262 | 70
263 | 4.3833 | 0 | 0.042671 | 0.0004141 | 0 | 0.042671 | 0.0016296 | 0 | 0.0020437 | 3.4062e-05 | 0.060987 | 0.059165 | 0.059165 | 16 | 263 | 0 | 0.014263 | 0.014162 | 0.014162 | 263 | 70
264 | 4.4 | 0 | 0.042671 | 0.00040475 | 0 | 0.042671 | 0.0015928 | 0 | 0.0019976 | 3.3293e-05 | 0.061005 | 0.059182 | 0.059182 | 16 | 264 | 0 | 0.014263 | 0.014162 | 0.014162 | 264 | 70
265 | 4.4167 | 0 | 0.042671 | 0.00039562 | 0 | 0.042671 | 0.0015569 | 0 | 0.0019525 | 3.2542e-05 | 0.061023 | 0.059198 | 0.059198 | 16 | 265 | 0 | 0.014263 | 0.014162 | 0.014162 | 265 | 70
266 | 4.4333 | 0 | 0.042671 | 0.00038668 | 0 | 0.042671 | 0.0015217 | 0 | 0.0019084 | 3.1807e-05 | 0.06104 | 0.059214 | 0.059214 | 16 | 266 | 0 | 0.014263 | 0.014162 | 0.014162 | 266 | 70
267 | 4.45 | 0 | 0.042671 | 0.00037796 | 0 | 0.042671 | 0.0014874 | 0 | 0.0018653 | 3.1089e-05 | 0.061057 | 0.05923 | 0.05923 | 16 | 267 | 0 | 0.014263 | 0.014162 | 0.014162 | 267 | 70
268 | 4.4667 | 0 | 0.042671 | 0.00036942 | 0 | 0.042671 | 0.0014538 | 0 | 0.0018232 | 3.0387e-05 | 0.061073 | 0.059245 | 0.059245 | 16 | 268 | 0 | 0.014263 | 0.014162 | 0.014162 | 268 | 70
269 | 4.4833 | 0 | 0.042671 | 0.00036108 | 0 | 0.042671 | 0.001421 | 0 | 0.0017821 | 2.9701e-05 | 0.061089 | 0.059261 | 0.059261 | 16 | 269 | 0 | 0.014263 | 0.014162 | 0.014162 | 269 | 70
270 | 4.5 | 0 | 0.042671 | 0.00035293 | 0 | 0.042671 | 0.0013889 | 0 | 0.0017418 | 2.9031e-05 | 0.061105 | 0.059275 | 0.059275 | 16 | 270 | 0 | 0.014263 | 0.014162 | 0.014162 | 270 | 70
271 | 4.5167 | 0 | 0.042671 | 0.00034497 | 0 | 0.042671 | 0.0013576 | 0 | 0.0017025 | 2.8375e-05 | 0.06112 | 0.05929 | 0.05929 | 16 | 271 | 0 | 0.014263 | 0.014162 | 0.014162 | 271 | 70
272 | 4.5333 | 0 | 0.042671 | 0.00033718 | 0 | 0.042671 | 0.0013269 | 0 | 0.0016641 | 2.7735e-05 | 0.061135 | 0.059304 | 0.059304 | 16 | 272 | 0 | 0.014263 | 0.014162 | 0.014162 | 272 | 70
273 | 4.55 | 0 | 0.042671 | 0.00032957 | 0 | 0.042671 | 0.001297 | 0 | 0.0016265 | 2.7109e-05 | 0.06115 | 0.059318 | 0.059318 | 16 | 273 | 0 | 0.014263 | 0.014162 | 0.014162 | 273 | 70
274 | 4.5667 | 0 | 0.042671 | 0.00032213 | 0 | 0.042671 | 0.0012677 | 0 | 0.0015898 | 2.6497e-05 | 0.061164 | 0.059331 | 0.059331 | 16 | 274 | 0 | 0.014263 | 0.014162 | 0.014162 | 274 | 70
275 | 4.5833 | 0 | 0.042671 | 0.00031485 | 0 | 0.042671 | 0.0012391 | 0 | 0.0015539 | 2.5899e-05 | 0.061178 | 0.059344 | 0.059344 | 16 | 275 | 0 | 0.014263 | 0.014162 | 0.014162 | 275 | 70
276 | 4.6 | 0 | 0.042671 | 0.00030775 | 0 | 0.042671 | 0.0012111 | 0 | 0.0015188 | 2.5314e-05 | 0.061192 | 0.059357 | 0.059357 | 16 | 276 | 0 | 0.014263 | 0.014162 | 0.014162 | 276 | 70
277 | 4.6167 | 0 | 0.042671 | 0.0003008 | 0 | 0.042671 | 0.0011838 | 0 | 0.0014845 | 2.4742e-05 | 0.061205 | 0.05937 | 0.05937 | 16 | 277 | 0 | 0.014263 | 0.014162 | 0.014162 | 277 | 70
278 | 4.6333 | 0 | 0.042671 | 0.00029401 | 0 | 0.042671 | 0.001157 | 0 | 0.001451 | 2.4184e-05 | 0.061218 | 0.059382 | 0.059382 | 16 | 278 | 0 | 0.014263 | 0.014162 | 0.014162 | 278 | 70
279 | 4.65 | 0 | 0.042671 | 0.00028737 | 0 | 0.042671 | 0.0011309 | 0 | 0.0014183 | 2.3638e-05 | 0.061231 | 0.059394 | 0.059394 | 16 | 279 | 0 | 0.014263 | 0.014162 | 0.014162 | 279 | 70
280 | 4.6667 | 0 | 0.042671 | 0.00028088 | 0 | 0.042671 | 0.0011054 | 0 | 0.0013863 | 2.3104e-05 | 0.061243 | 0.059406 | 0.059406 | 16 | 280 | 0 | 0.014263 | 0.014162 | 0.014162 | 280 | 70
281 | 4.6833 | 0 | 0.042671 | 0.00027454 | 0 | 0.042671 | 0.0010804 | 0 | 0.001355 | 2.2583e-05 | 0.061256 | 0.059417 | 0.059417 | 16 | 281 | 0 | 0.014263 | 0.014162 | 0.014162 | 281 | 70
282 | 4.7 | 0 | 0.042671 | 0.00026835 | 0 | 0.042671 | 0.001056 | 0 | 0.0013244 | 2.2073e-05 | 0.061267 | 0.059428 | 0.059428 | 16 | 282 | 0 | 0.014263 | 0.014162 | 0.014162 | 282 | 70
283 | 4.7167 | 0 | 0.042671 | 0.00026229 | 0 | 0.042671 | 0.0010322 | 0 | 0.0012945 | 2.1575e-05 | 0.061279 | 0.059439 | 0.059439 | 16 | 283 | 0 | 0.014263 | 0.014162 | 0.014162 | 283 | 70
284 | 4.7333 | 0 | 0.042671 | 0.00025637 | 0 | 0.042671 | 0.0010089 | 0 | 0.0012653 | 2.1088e-05 | 0.06129 | 0.05945 | 0.05945 | 16 | 284 | 0 | 0.014263 | 0.014162 | 0.014162 | 284 | 70
285 | 4.75 | 0 | 0.042671 | 0.00025058 | 0 | 0.042671 | 0.00098612 | 0 | 0.0012367 | 2.0612e-05 | 0.061302 | 0.05946 | 0.05946 | 16 | 285 | 0 | 0.014263 | 0.014162 | 0.014162 | 285 | 70
286 | 4.7667 | 0 | 0.042671 | 0.00024492 | 0 | 0.042671 | 0.00096386 | 0 | 0.0012088 | 2.0146e-05 | 0.061312 | 0.059471 | 0.059471 | 16 | 286 | 0 | 0.014263 | 0.014162 | 0.014162 | 286 | 70
287 | 4.7833 | 0 | 0.042671 | 0.00023939 | 0 | 0.042671 | 0.0009421 | 0 | 0.0011815 | 1.9692e-05 | 0.061323 | 0.059481 | 0.059481 | 16 | 287 | 0 | 0.014263 | 0.014162 | 0.014162 | 287 | 70
288 | 4.8 | 0 | 0.042671 | 0.00023399 | 0 | 0.042671 | 0.00092083 | 0 | 0.0011548 | 1.9247e-05 | 0.061334 | 0.05949 | 0.05949 | 16 | 288 | 0 | 0.014263 | 0.014162 | 0.014162 | 288 | 70
289 | 4.8167 | 0 | 0.042671 | 0.00022871 | 0 | 0.042671 | 0.00090004 | 0 | 0.0011288 | 1.8813e-05 | 0.061344 | 0.0595 | 0.0595 | 16 | 289 | 0 | 0.014263 | 0.014162 | 0.014162 | 289 | 70
290 | 4.8333 | 0 | 0.042671 | 0.00022354 | 0 | 0.042671 | 0.00087973 | 0 | 0.0011033 | 1.8388e-05 | 0.061354 | 0.059509 | 0.059509 | 16 | 290 | 0 | 0.014263 | 0.014162 | 0.014162 | 290 | 70
291 | 4.85 | 0 | 0.042671 | 0.0002185 | 0 | 0.042671 | 0.00085987 | 0 | 0.0010784 | 1.7973e-05 | 0.061363 | 0.059518 | 0.059518 | 16 | 291 | 0 | 0.014263 | 0.014162 | 0.014162 | 291 | 70
292 | 4.8667 | 0 | 0.042671 | 0.00021357 | 0 | 0.042671 | 0.00084045 | 0 | 0.001054 | 1.7567e-05 | 0.061373 | 0.059527 | 0.059527 | 16 | 292 | 0 | 0.014263 | 0.014162 | 0.014162 | 292 | 70
293 | 4.8833 | 0 | 0.042671 | 0.00020874 | 0 | 0.042671 | 0.00082148 | 0 | 0.0010302 | 1.717e-05 | 0.061382 | 0.059536 | 0.059536 | 16 | 293 | 0 | 0.014263 | 0.014162 | 0.014162 | 293 | 70
294 | 4.9 | 0 | 0.042671 | 0.00020403 | 0 | 0.042671 | 0.00080294 | 0 | 0.001007 | 1.6783e-05 | 0.061391 | 0.059545 | 0.059545 | 16 | 294 | 0 | 0.014263 | 0.014162 | 0.014162 | 294 | 70
295 | 4.9167 | 0 | 0.042671 | 0.00019943 | 0 | 0.042671 | 0.00078481 | 0 | 0.00098424 | 1.6404e-05 | 0.0614 | 0.059553 | 0.059553 | 16 | 295 | 0 | 0.014263 | 0.014162 | 0.014162 | 295 | 70
296 | 4.9333 | 0 | 0.042671 | 0.00019492 | 0 | 0.042671 | 0.00076709 | 0 | 0.00096202 | 1.6034e-05 | 0.061409 | 0.059561 | 0.059561 | 16 | 296 | 0 | 0.014263 | 0.014162 | 0.014162 | 296 | 70
297 | 4.95 | 0 | 0.042671 | 0.00019052 | 0 | 0.042671 | 0.00074978 | 0 | 0.0009403 | 1.5672e-05 | 0.061417 | 0.059569 | 0.059569 | 16 | 297 | 0 | 0.014263 | 0.014162 | 0.014162 | 297 | 70
298 | 4.9667 | 0 | 0.042671 | 0.00018622 | 0 | 0.042671 | 0.00073285 | 0 | 0.00091907 | 1.5318e-05 | 0.061425 | 0.059577 | 0.059577 | 16 | 298 | 0 | 0.014263 | 0.014162 | 0.014162 | 298 | 70
299 | 4.9833 | 0 | 0.042671 | 0.00018202 | 0 | 0.042671 | 0.00071631 | 0 | 0.00089833 | 1.4972e-05 | 0.061433 | 0.059584 | 0.059584 | 16 | 299 | 0 | 0.014263 | 0.014162 | 0.014162 | 299 | 70
300 | 5 | 0 | 0.042671 | 0.00017791 | 0 | 0.042671 | 0.00070014 | 0 | 0.00087805 | 1.4634e-05 | 0.061441 | 0.059592 | 0.059592 | 16 | 300 | 0 | 0.014263 | 0.014162 | 0.014162 | 300 | 70
301 | 5.0167 | 0 | 0.042671 | 0.00017389 | 0 | 0.042671 | 0.00068433 | 0 | 0.00085823 | 1.4304e-05 | 0.061449 | 0.059599 | 0.059599 | 16 | 301 | 0 | 0.014263 | 0.014162 | 0.014162 | 301 | 70
302 | 5.0333 | 0 | 0.042671 | 0.00016997 | 0 | 0.042671 | 0.00066888 | 0 | 0.00083885 | 1.3981e-05 | 0.061457 | 0.059606 | 0.059606 | 16 | 302 | 0 | 0.014263 | 0.014162 | 0.014162 | 302 | 70
303 | 5.05 | 0 | 0.042671 | 0.00016613 | 0 | 0.042671 | 0.00065378 | 0 | 0.00081991 | 1.3665e-05 | 0.061464 | 0.059613 | 0.059613 | 16 | 303 | 0 | 0.014263 | 0.014162 | 0.014162 | 303 | 70
304 | 5.0667 | 0 | 0.042671 | 0.00016238 | 0 | 0.042671 | 0.00063902 | 0 | 0.00080141 | 1.3357e-05 | 0.061471 | 0.05962 | 0.05962 | 16 | 304 | 0 | 0.014263 | 0.014162 | 0.014162 | 304 | 70
305 | 5.0833 | 0 | 0.042671 | 0.00015871 | 0 | 0.042671 | 0.0006246 | 0 | 0.00078331 | 1.3055e-05 | 0.061478 | 0.059627 | 0.059627 | 16 | 305 | 0 | 0.014263 | 0.014162 | 0.014162 | 305 | 70
306 | 5.1 | 0 | 0.042671 | 0.00015513 | 0 | 0.042671 | 0.0006105 | 0 | 0.00076563 | 1.2761e-05 | 0.061485 | 0.059633 | 0.059633 | 16 | 306 | 0 | 0.014263 | 0.014162 | 0.014162 | 306 | 70
307 | 5.1167 | 0 | 0.042671 | 0.00015163 | 0 | 0.042671 | 0.00059672 | 0 | 0.00074835 | 1.2472e-05 | 0.061492 | 0.059639 | 0.059639 | 16 | 307 | 0 | 0.014263 | 0.014162 | 0.014162 | 307 | 70
308 | 5.1333 | 0 | 0.042671 | 0.00014821 | 0 | 0.042671 | 0.00058325 | 0 | 0.00073145 | 1.2191e-05 | 0.061498 | 0.059646 | 0.059646 | 16 | 308 | 0 | 0.014263 | 0.014162 | 0.014162 | 308 | 70
309 | 5.15 | 0 | 0.042671 | 0.00014486 | 0 | 0.042671 | 0.00057008 | 0 | 0.00071494 | 1.1916e-05 | 0.061505 | 0.059652 | 0.059652 | 16 | 309 | 0 | 0.014263 | 0.014162 | 0.014162 | 309 | 70
310 | 5.1667 | 0 | 0.042671 | 0.00014159 | 0 | 0.042671 | 0.00055721 | 0 | 0.0006988 | 1.1647e-05 | 0.061511 | 0.059658 | 0.059658 | 16 | 310 | 0 | 0.014263 | 0.014162 | 0.014162 | 310 | 70
311 | 5.1833 | 0 | 0.042671 | 0.00013839 | 0 | 0.042671 | 0.00054463 | 0 | 0.00068303 | 1.1384e-05 | 0.061517 | 0.059663 | 0.059663 | 16 | 311 | 0 | 0.014263 | 0.014162 | 0.014162 | 311 | 70
312 | 5.2 | 0 | 0.042671 | 0.00013527 | 0 | 0.042671 | 0.00053234 | 0 | 0.00066761 | 1.1127e-05 | 0.061523 | 0.059669 | 0.059669 | 16 | 312 | 0 | 0.014263 | 0.014162 | 0.014162 | 312 | 70
313 | 5.2167 | 0 | 0.042671 | 0.00013222 | 0 | 0.042671 | 0.00052032 | 0 | 0.00065254 | 1.0876e-05 | 0.061529 | 0.059675 | 0.059675 | 16 | 313 | 0 | 0.014263 | 0.014162 | 0.014162 | 313 | 70
314 | 5.2333 | 0 | 0.042671 | 0.00012923 | 0 | 0.042671 | 0.00050857 | 0 | 0.00063781 | 1.063e-05 | 0.061535 | 0.05968 | 0.05968 | 16 | 314 | 0 | 0.014263 | 0.014162 | 0.014162 | 314 | 70
315 | 5.25 | 0 | 0.042671 | 0.00012631 | 0 | 0.042671 | 0.00049709 | 0 | 0.00062341 | 1.039e-05 | 0.061541 | 0.059685 | 0.059685 | 16 | 315 | 0 | 0.014263 | 0.014162 | 0.014162 | 315 | 70
316 | 5.2667 | 0 | 0.042671 | 0.00012346 | 0 | 0.042671 | 0.00048587 | 0 | 0.00060933 | 1.0156e-05 | 0.061546 | 0.05969 | 0.05969 | 16 | 316 | 0 | 0.014263 | 0.014162 | 0.014162 | 316 | 70
317 | 5.2833 | 0 | 0.042671 | 0.00012068 | 0 | 0.042671 | 0.0004749 | 0 | 0.00059558 | 9.9263e-06 | 0.061551 | 0.059695 | 0.059695 | 16 | 317 | 0 | 0.014263 | 0.014162 | 0.014162 | 317 | 70
318 | 5.3 | 0 | 0.042671 | 0.00011795 | 0 | 0.042671 | 0.00046418 | 0 | 0.00058213 | 9.7022e-06 | 0.061557 | 0.0597 | 0.0597 | 16 | 318 | 0 | 0.014263 | 0.014162 | 0.014162 | 318 | 70
319 | 5.3167 | 0 | 0.042671 | 0.00011529 | 0 | 0.042671 | 0.0004537 | 0 | 0.00056899 | 9.4832e-06 | 0.061562 | 0.059705 | 0.059705 | 16 | 319 | 0 | 0.014263 | 0.014162 | 0.014162 | 319 | 70
320 | 5.3333 | 0 | 0.042671 | 0.00011269 | 0 | 0.042671 | 0.00044346 | 0 | 0.00055615 | 9.2691e-06 | 0.061567 | 0.05971 | 0.05971 | 16 | 320 | 0 | 0.014263 | 0.014162 | 0.014162 | 320 | 70
321 | 5.35 | 0 | 0.042671 | 0.00011014 | 0 | 0.042671 | 0.00043345 | 0 | 0.00054359 | 9.0599e-06 | 0.061572 | 0.059714 | 0.059714 | 16 | 321 | 0 | 0.014263 | 0.014162 | 0.014162 | 321 | 70
322 | 5.3667 | 0 | 0.042671 | 0.00010766 | 0 | 0.042671 | 0.00042367 | 0 | 0.00053132 | 8.8554e-06 | 0.061576 | 0.059719 | 0.059719 | 16 | 322 | 0 | 0.014263 | 0.014162 | 0.014162 | 322 | 70
323 | 5.3833 | 0 | 0.042671 | 0.00010523 | 0 | 0.042671 | 0.0004141 | 0 | 0.00051933 | 8.6554e-06 | 0.061581 | 0.059723 | 0.059723 | 16 | 323 | 0 | 0.014263 | 0.014162 | 0.014162 | 323 | 70
324 | 5.4 | 0 | 0.042671 | 0.00010285 | 0 | 0.042671 | 0.00040475 | 0 | 0.0005076 | 8.4601e-06 | 0.061586 | 0.059728 | 0.059728 | 16 | 324 | 0 | 0.014263 | 0.014162 | 0.014162 | 324 | 70
325 | 5.4167 | 0 | 0.042671 | 0.00010053 | 0 | 0.042671 | 0.00039562 | 0 | 0.00049614 | 8.2691e-06 | 0.06159 | 0.059732 | 0.059732 | 16 | 325 | 0 | 0.014263 | 0.014162 | 0.014162 | 325 | 70
326 | 5.4333 | 0 | 0.042671 | 9.8259e-05 | 0 | 0.042671 | 0.00038668 | 0 | 0.00048494 | 8.0824e-06 | 0.061595 | 0.059736 | 0.059736 | 16 | 326 | 0 | 0.014263 | 0.014162 | 0.014162 | 326 | 70
327 | 5.45 | 0 | 0.042671 | 9.6041e-05 | 0 | 0.042671 | 0.00037796 | 0 | 0.000474 | 7.8999e-06 | 0.061599 | 0.05974 | 0.05974 | 16 | 327 | 0 | 0.014263 | 0.014162 | 0.014162 | 327 | 70
328 | 5.4667 | 0 | 0.042671 | 9.3873e-05 | 0 | 0.042671 | 0.00036942 | 0 | 0.0004633 | 7.7216e-06 | 0.061603 | 0.059744 | 0.059744 | 16 | 328 | 0 | 0.014263 | 0.014162 | 0.014162 | 328 | 70
329 | 5.4833 | 0 | 0.042671 | 9.1754e-05 | 0 | 0.042671 | 0.00036108 | 0 | 0.00045284 | 7.5473e-06 | 0.061607 | 0.059748 | 0.059748 | 16 | 329 | 0 | 0.014263 | 0.014162 | 0.014162 | 329 | 70
330 | 5.5 | 0 | 0.042671 | 8.9683e-05 | 0 | 0.042671 | 0.00035293 | 0 | 0.00044261 | 7.3769e-06 | 0.061611 | 0.059751 | 0.059751 | 16 | 330 | 0 | 0.014263 | 0.014162 | 0.014162 | 330 | 70
331 | 5.5167 | 0 | 0.042671 | 8.7658e-05 | 0 | 0.042671 | 0.00034497 | 0 | 0.00043262 | 7.2104e-06 | 0.061615 | 0.059755 | 0.059755 | 16 | 331 | 0 | 0.014263 | 0.014162 | 0.014162 | 331 | 70
332 | 5.5333 | 0 | 0.042671 | 8.5679e-05 | 0 | 0.042671 | 0.00033718 | 0 | 0.00042286 | 7.0476e-06 | 0.061619 | 0.059759 | 0.059759 | 16 | 332 | 0 | 0.014263 | 0.014162 | 0.014162 | 332 | 70
333 | 5.55 | 0 | 0.042671 | 8.3745e-05 | 0 | 0.042671 | 0.00032957 | 0 | 0.00041331 | 6.8885e-06 | 0.061622 | 0.059762 | 0.059762 | 16 | 333 | 0 | 0.014263 | 0.014162 | 0.014162 | 333 | 70
334 | 5.5667 | 0 | 0.042671 | 8.1854e-05 | 0 | 0.042671 | 0.00032213 | 0 | 0.00040398 | 6.733e-06 | 0.061626 | 0.059766 | 0.059766 | 16 | 334 | 0 | 0.014263 | 0.014162 | 0.014162 | 334 | 70
335 | 5.5833 | 0 | 0.042671 | 8.0007e-05 | 0 | 0.042671 | 0.00031485 | 0 | 0.00039486 | 6.581e-06 | 0.06163 | 0.059769 | 0.059769 | 16 | 335 | 0 | 0.014263 | 0.014162 | 0.014162 | 335 | 70
336 | 5.6 | 0 | 0.042671 | 7.8201e-05 | 0 | 0.042671 | 0.00030775 | 0 | 0.00038595 | 6.4325e-06 | 0.061633 | 0.059772 | 0.059772 | 16 | 336 | 0 | 0.014263 | 0.014162 | 0.014162 | 336 | 70
337 | 5.6167 | 0 | 0.042671 | 7.6435e-05 | 0 | 0.042671 | 0.0003008 | 0 | 0.00037723 | 6.2872e-06 | 0.061637 | 0.059775 | 0.059775 | 16 | 337 | 0 | 0.014263 | 0.014162 | 0.014162 | 337 | 70
338 | 5.6333 | 0 | 0.042671 | 7.471e-05 | 0 | 0.042671 | 0.00029401 | 0 | 0.00036872 | 6.1453e-06 | 0.06164 | 0.059779 | 0.059779 | 16 | 338 | 0 | 0.014263 | 0.014162 | 0.014162 | 338 | 70
339 | 5.65 | 0 | 0.042671 | 7.3023e-05 | 0 | 0.042671 | 0.00028737 | 0 | 0.00036039 | 6.0066e-06 | 0.061643 | 0.059782 | 0.059782 | 16 | 339 | 0 | 0.014263 | 0.014162 | 0.014162 | 339 | 70
340 | 5.6667 | 0 | 0.042671 | 7.1375e-05 | 0 | 0.042671 | 0.00028088 | 0 | 0.00035226 | 5.871e-06 | 0.061646 | 0.059785 | 0.059785 | 16 | 340 | 0 | 0.014263 | 0.014162 | 0.014162 | 340 | 70
341 | 5.6833 | 0 | 0.042671 | 6.9763e-05 | 0 | 0.042671 | 0.00027454 | 0 | 0.00034431 | 5.7384e-06 | 0.061649 | 0.059787 | 0.059787 | 16 | 341 | 0 | 0.014263 | 0.014162 | 0.014162 | 341 | 70
342 | 5.7 | 0 | 0.042671 | 6.8189e-05 | 0 | 0.042671 | 0.00026835 | 0 | 0.00033653 | 5.6089e-06 | 0.061652 | 0.05979 | 0.05979 | 16 | 342 | 0 | 0.014263 | 0.014162 | 0.014162 | 342 | 70
343 | 5.7167 | 0 | 0.042671 | 6.6649e-05 | 0 | 0.042671 | 0.00026229 | 0 | 0.00032894 | 5.4823e-06 | 0.061655 | 0.059793 | 0.059793 | 16 | 343 | 0 | 0.014263 | 0.014162 | 0.014162 | 343 | 70
344 | 5.7333 | 0 | 0.042671 | 6.5145e-05 | 0 | 0.042671 | 0.00025637 | 0 | 0.00032151 | 5.3585e-06 | 0.061658 | 0.059796 | 0.059796 | 16 | 344 | 0 | 0.014263 | 0.014162 | 0.014162 | 344 | 70
345 | 5.75 | 0 | 0.042671 | 6.3674e-05 | 0 | 0.042671 | 0.00025058 | 0 | 0.00031425 | 5.2376e-06 | 0.061661 | 0.059798 | 0.059798 | 16 | 345 | 0 | 0.014263 | 0.014162 | 0.014162 | 345 | 70
346 | 5.7667 | 0 | 0.042671 | 6.2237e-05 | 0 | 0.042671 | 0.00024492 | 0 | 0.00030716 | 5.1193e-06 | 0.061664 | 0.059801 | 0.059801 | 16 | 346 | 0 | 0.014263 | 0.014162 | 0.014162 | 346 | 70
347 | 5.7833 | 0 | 0.042671 | 6.0832e-05 | 0 | 0.042671 | 0.00023939 | 0 | 0.00030023 | 5.0038e-06 | 0.061667 | 0.059804 | 0.059804 | 16 | 347 | 0 | 0.014263 | 0.014162 | 0.014162 | 347 | 70
348 | 5.8 | 0 | 0.042671 | 5.9458e-05 | 0 | 0.042671 | 0.00023399 | 0 | 0.00029345 | 4.8908e-06 | 0.061669 | 0.059806 | 0.059806 | 16 | 348 | 0 | 0.014263 | 0.014162 | 0.014162 | 348 | 70
349 | 5.8167 | 0 | 0.042671 | 5.8116e-05 | 0 | 0.042671 | 0.00022871 | 0 | 0.00028682 | 4.7804e-06 | 0.061672 | 0.059809 | 0.059809 | 16 | 349 | 0 | 0.014263 | 0.014162 | 0.014162 | 349 | 70
350 | 5.8333 | 0 | 0.042671 | 5.6804e-05 | 0 | 0.042671 | 0.00022354 | 0 | 0.00028035 | 4.6725e-06 | 0.061674 | 0.059811 | 0.059811 | 16 | 350 | 0 | 0.014263 | 0.014162 | 0.014162 | 350 | 70
351 | 5.85 | 0 | 0.042671 | 5.5522e-05 | 0 | 0.042671 | 0.0002185 | 0 | 0.00027402 | 4.567e-06 | 0.061677 | 0.059813 | 0.059813 | 16 | 351 | 0 | 0.014263 | 0.014162 | 0.014162 | 351 | 70
352 | 5.8667 | 0 | 0.042671 | 5.4268e-05 | 0 | 0.042671 | 0.00021357 | 0 | 0.00026783 | 4.4639e-06 | 0.061679 | 0.059815 | 0.059815 | 16 | 352 | 0 | 0.014263 | 0.014162 | 0.014162 | 352 | 70
353 | 5.8833 | 0 | 0.042671 | 5.3043e-05 | 0 | 0.042671 | 0.00020874 | 0 | 0.00026179 | 4.3631e-06 | 0.061681 | 0.059818 | 0.059818 | 16 | 353 | 0 | 0.014263 | 0.014162 | 0.014162 | 353 | 70
354 | 5.9 | 0 | 0.042671 | 5.1846e-05 | 0 | 0.042671 | 0.00020403 | 0 | 0.00025588 | 4.2646e-06 | 0.061684 | 0.05982 | 0.05982 | 16 | 354 | 0 | 0.014263 | 0.014162 | 0.014162 | 354 | 70
355 | 5.9167 | 0 | 0.042671 | 5.0676e-05 | 0 | 0.042671 | 0.00019943 | 0 | 0.0002501 | 4.1684e-06 | 0.061686 | 0.059822 | 0.059822 | 16 | 355 | 0 | 0.014263 | 0.014162 | 0.014162 | 355 | 70
356 | 5.9333 | 0 | 0.042671 | 4.9532e-05 | 0 | 0.042671 | 0.00019492 | 0 | 0.00024446 | 4.0743e-06 | 0.061688 | 0.059824 | 0.059824 | 16 | 356 | 0 | 0.014263 | 0.014162 | 0.014162 | 356 | 70
357 | 5.95 | 0 | 0.042671 | 4.8413e-05 | 0 | 0.042671 | 0.00019052 | 0 | 0.00023894 | 3.9823e-06 | 0.06169 | 0.059826 | 0.059826 | 16 | 357 | 0 | 0.014263 | 0.014162 | 0.014162 | 357 | 70
358 | 5.9667 | 0 | 0.042671 | 4.732e-05 | 0 | 0.042671 | 0.00018622 | 0 | 0.00023354 | 3.8924e-06 | 0.061693 | 0.059828 | 0.059828 | 16 | 358 | 0 | 0.014263 | 0.014162 | 0.014162 | 358 | 70
359 | 5.9833 | 0 | 0.042671 | 4.6252e-05 | 0 | 0.042671 | 0.00018202 | 0 | 0.00022827 | 3.8045e-06 | 0.061695 | 0.05983 | 0.05983 | 16 | 359 | 0 | 0.014263 | 0.014162 | 0.014162 | 359 | 70
360 | 6 | 0 | 0.042671 | 4.5208e-05 | 0 | 0.042671 | 0.00017791 | 0 | 0.00022312 | 3.7186e-06 | 0.061697 | 0.059832 | 0.059832 | 16 | 360 | 0 | 0.014263 | 0.014162 | 0.014162 | 360 | 70
361 | 6.0167 | 0 | 0.042671 | 4.4188e-05 | 0 | 0.042671 | 0.00017389 | 0 | 0.00021808 | 3.6347e-06 | 0.061699 | 0.059834 | 0.059834 | 16 | 361 | 0 | 0.014263 | 0.014162 | 0.014162 | 361 | 70
362 | 6.0333 | 0 | 0.042671 | 4.319e-05 | 0 | 0.042671 | 0.00016997 | 0 | 0.00021316 | 3.5526e-06 | 0.0617 | 0.059836 | 0.059836 | 16 | 362 | 0 | 0.014263 | 0.014162 | 0.014162 | 362 | 70
363 | 6.05 | 0 | 0.042671 | 4.2215e-05 | 0 | 0.042671 | 0.00016613 | 0 | 0.00020835 | 3.4724e-06 | 0.061702 | 0.059837 | 0.059837 | 16 | 363 | 0 | 0.014263 | 0.014162 | 0.014162 | 363 | 70
364 | 6.0667 | 0 | 0.042671 | 4.1262e-05 | 0 | 0.042671 | 0.00016238 | 0 | 0.00020364 | 3.394e-06 | 0.061704 | 0.059839 | 0.059839 | 16 | 364 | 0 | 0.014263 | 0.014162 | 0.014162 | 364 | 70
365 | 6.0833 | 0 | 0.042671 | 4.0331e-05 | 0 | 0.042671 | 0.00015871 | 0 | 0.00019905 | 3.3174e-06 | 0.061706 | 0.059841 | 0.059841 | 16 | 365 | 0 | 0.014263 | 0.014162 | 0.014162 | 365 | 70
366 | 6.1 | 0 | 0.042671 | 3.942e-05 | 0 | 0.042671 | 0.00015513 | 0 | 0.00019455 | 3.2425e-06 | 0.061708 | 0.059842 | 0.059842 | 16 | 366 | 0 | 0.014263 | 0.014162 | 0.014162 | 366 | 70
367 | 6.1167 | 0 | 0.042671 | 3.853e-05 | 0 | 0.042671 | 0.00015163 | 0 | 0.00019016 | 3.1693e-06 | 0.061709 | 0.059844 | 0.059844 | 16 | 367 | 0 | 0.014263 | 0.014162 | 0.014162 | 367 | 70
368 | 6.1333 | 0 | 0.042671 | 3.766e-05 | 0 | 0.042671 | 0.00014821 | 0 | 0.00018587 | 3.0978e-06 | 0.061711 | 0.059846 | 0.059846 | 16 | 368 | 0 | 0.014263 | 0.014162 | 0.014162 | 368 | 70
369 | 6.15 | 0 | 0.042671 | 3.681e-05 | 0 | 0.042671 | 0.00014486 | 0 | 0.00018167 | 3.0279e-06 | 0.061713 | 0.059847 | 0.059847 | 16 | 369 | 0 | 0.014263 | 0.014162 | 0.014162 | 369 | 70
370 | 6.1667 | 0 | 0.042671 | 3.5979e-05 | 0 | 0.042671 | 0.00014159 | 0 | 0.00017757 | 2.9595e-06 | 0.061714 | 0.059849 | 0.059849 | 16 | 370 | 0 | 0.014263 | 0.014162 | 0.014162 | 370 | 70
371 | 6.1833 | 0 | 0.042671 | 3.5167e-05 | 0 | 0.042671 | 0.00013839 | 0 | 0.00017356 | 2.8927e-06 | 0.061716 | 0.05985 | 0.05985 | 16 | 371 | 0 | 0.014263 | 0.014162 | 0.014162 | 371 | 70
372 | 6.2 | 0 | 0.042671 | 3.4373e-05 | 0 | 0.042671 | 0.00013527 | 0 | 0.00016964 | 2.8274e-06 | 0.061717 | 0.059851 | 0.059851 | 16 | 372 | 0 | 0.014263 | 0.014162 | 0.014162 | 372 | 70
373 | 6.2167 | 0 | 0.042671 | 3.3597e-05 | 0 | 0.042671 | 0.00013222 | 0 | 0.00016581 | 2.7636e-06 | 0.061719 | 0.059853 | 0.059853 | 16 | 373 | 0 | 0.014263 | 0.014162 | 0.014162 | 373 | 70
374 | 6.2333 | 0 | 0.042671 | 3.2839e-05 | 0 | 0.042671 | 0.00012923 | 0 | 0.00016207 | 2.7012e-06 | 0.06172 | 0.059854 | 0.059854 | 16 | 374 | 0 | 0.014263 | 0.014162 | 0.014162 | 374 | 70
375 | 6.25 | 0 | 0.042671 | 3.2097e-05 | 0 | 0.042671 | 0.00012631 | 0 | 0.00015841 | 2.6402e-06 | 0.061722 | 0.059856 | 0.059856 | 16 | 375 | 0 | 0.014263 | 0.014162 | 0.014162 | 375 | 70
376 | 6.2667 | 0 | 0.042671 | 3.1373e-05 | 0 | 0.042671 | 0.00012346 | 0 | 0.00015484 | 2.5806e-06 | 0.061723 | 0.059857 | 0.059857 | 16 | 376 | 0 | 0.014263 | 0.014162 | 0.014162 | 376 | 70
377 | 6.2833 | 0 | 0.042671 | 3.0665e-05 | 0 | 0.042671 | 0.00012068 | 0 | 0.00015134 | 2.5223e-06 | 0.061725 | 0.059858 | 0.059858 | 16 | 377 | 0 | 0.014263 | 0.014162 | 0.014162 | 377 | 70
378 | 6.3 | 0 | 0.042671 | 2.9972e-05 | 0 | 0.042671 | 0.00011795 | 0 | 0.00014792 | 2.4654e-06 | 0.061726 | 0.059859 | 0.059859 | 16 | 378 | 0 | 0.014263 | 0.014162 | 0.014162 | 378 | 70
379 | 6.3167 | 0 | 0.042671 | 2.9296e-05 | 0 | 0.042671 | 0.00011529 | 0 | 0.00014458 | 2.4097e-06 | 0.061727 | 0.059861 | 0.059861 | 16 | 379 | 0 | 0.014263 | 0.014162 | 0.014162 | 379 | 70
380 | 6.3333 | 0 | 0.042671 | 2.8634e-05 | 0 | 0.042671 | 0.00011269 | 0 | 0.00014132 | 2.3553e-06 | 0.061728 | 0.059862 | 0.059862 | 16 | 380 | 0 | 0.014263 | 0.014162 | 0.014162 | 380 | 70
381 | 6.35 | 0 | 0.042671 | 2.7988e-05 | 0 | 0.042671 | 0.00011014 | 0 | 0.00013813 | 2.3022e-06 | 0.06173 | 0.059863 | 0.059863 | 16 | 381 | 0 | 0.014263 | 0.014162 | 0.014162 | 381 | 70
382 | 6.3667 | 0 | 0.042671 | 2.7356e-05 | 0 | 0.042671 | 0.00010766 | 0 | 0.00013501 | 2.2502e-06 | 0.061731 | 0.059864 | 0.059864 | 16 | 382 | 0 | 0.014263 | 0.014162 | 0.014162 | 382 | 70
383 | 6.3833 | 0 | 0.042671 | 2.6739e-05 | 0 | 0.042671 | 0.00010523 | 0 | 0.00013196 | 2.1994e-06 | 0.061732 | 0.059865 | 0.059865 | 16 | 383 | 0 | 0.014263 | 0.014162 | 0.014162 | 383 | 70
384 | 6.4 | 0 | 0.042671 | 2.6135e-05 | 0 | 0.042671 | 0.00010285 | 0 | 0.00012899 | 2.1498e-06 | 0.061733 | 0.059866 | 0.059866 | 16 | 384 | 0 | 0.014263 | 0.014162 | 0.014162 | 384 | 70
385 | 6.4167 | 0 | 0.042671 | 2.5545e-05 | 0 | 0.042671 | 0.00010053 | 0 | 0.00012607 | 2.1012e-06 | 0.061734 | 0.059867 | 0.059867 | 16 | 385 | 0 | 0.014263 | 0.014162 | 0.014162 | 385 | 70
386 | 6.4333 | 0 | 0.042671 | 2.4968e-05 | 0 | 0.042671 | 9.8259e-05 | 0 | 0.00012323 | 2.0538e-06 | 0.061735 | 0.059868 | 0.059868 | 16 | 386 | 0 | 0.014263 | 0.014162 | 0.014162 | 386 | 70
387 | 6.45 | 0 | 0.042671 | 2.4405e-05 | 0 | 0.042671 | 9.6041e-05 | 0 | 0.00012045 | 2.0074e-06 | 0.061737 | 0.059869 | 0.059869 | 16 | 387 | 0 | 0.014263 | 0.014162 | 0.014162 | 387 | 70
388 | 6.4667 | 0 | 0.042671 | 2.3854e-05 | 0 | 0.042671 | 9.3873e-05 | 0 | 0.00011773 | 1.9621e-06 | 0.061738 | 0.05987 | 0.05987 | 16 | 388 | 0 | 0.014263 | 0.014162 | 0.014162 | 388 | 70
389 | 6.4833 | 0 | 0.042671 | 2.3315e-05 | 0 | 0.042671 | 9.1754e-05 | 0 | 0.00011507 | 1.9178e-06 | 0.061739 | 0.059871 | 0.059871 | 16 | 389 | 0 | 0.014263 | 0.014162 | 0.014162 | 389 | 70
390 | 6.5 | 0 | 0.042671 | 2.2789e-05 | 0 | 0.042671 | 8.9683e-05 | 0 | 0.00011247 | 1.8745e-06 | 0.06174 | 0.059872 | 0.059872 | 16 | 390 | 0 | 0.014263 | 0.014162 | 0.014162 | 390 | 70
391 | 6.5167 | 0 | 0.042671 | 2.2275e-05 | 0 | 0.042671 | 8.7658e-05 | 0 | 0.00010993 | 1.8322e-06 | 0.061741 | 0.059873 | 0.059873 | 16 | 391 | 0 | 0.014263 | 0.014162 | 0.014162 | 391 | 70
392 | 6.5333 | 0 | 0.042671 | 2.1772e-05 | 0 | 0.042671 | 8.5679e-05 | 0 | 0.00010745 | 1.7908e-06 | 0.061742 | 0.059874 | 0.059874 | 16 | 392 | 0 | 0.014263 | 0.014162 | 0.014162 | 392 | 70
393 | 6.55 | 0 | 0.042671 | 2.128e-05 | 0 | 0.042671 | 8.3745e-05 | 0 | 0.00010503 | 1.7504e-06 | 0.061743 | 0.059875 | 0.059875 | 16 | 393 | 0 | 0.014263 | 0.014162 | 0.014162 | 393 | 70
394 | 6.5667 | 0 | 0.042671 | 2.08e-05 | 0 | 0.042671 | 8.1854e-05 | 0 | 0.00010265 | 1.7109e-06 | 0.061744 | 0.059876 | 0.059876 | 16 | 394 | 0 | 0.014263 | 0.014162 | 0.014162 | 394 | 70
395 | 6.5833 | 0 | 0.042671 | 2.033e-05 | 0 | 0.042671 | 8.0007e-05 | 0 | 0.00010034 | 1.6723e-06 | 0.061744 | 0.059877 | 0.059877 | 16 | 395 | 0 | 0.014263 | 0.014162 | 0.014162 | 395 | 70
396 | 6.6 | 0 | 0.042671 | 1.9871e-05 | 0 | 0.042671 | 7.8201e-05 | 0 | 9.8072e-05 | 1.6345e-06 | 0.061745 | 0.059878 | 0.059878 | 16 | 396 | 0 | 0.014263 | 0.014162 | 0.014162 | 396 | 70
397 | 6.6167 | 0 | 0.042671 | 1.9423e-05 | 0 | 0.042671 | 7.6435e-05 | 0 | 9.5858e-05 | 1.5976e-06 | 0.061746 | 0.059878 | 0.059878 | 16 | 397 | 0 | 0.014263 | 0.014162 | 0.014162 | 397 | 70
398 | 6.6333 | 0 | 0.042671 | 1.8984e-05 | 0 | 0.042671 | 7.471e-05 | 0 | 9.3694e-05 | 1.5616e-06 | 0.061747 | 0.059879 | 0.059879 | 16 | 398 | 0 | 0.014263 | 0.014162 | 0.014162 | 398 | 70
399 | 6.65 | 0 | 0.042671 | 1.8556e-05 | 0 | 0.042671 | 7.3023e-05 | 0 | 9.1579e-05 | 1.5263e-06 | 0.061748 | 0.05988 | 0.05988 | 16 | 399 | 0 | 0.014263 | 0.014162 | 0.014162 | 399 | 70
400 | 6.6667 | 0 | 0.042671 | 1.8137e-05 | 0 | 0.042671 | 7.1375e-05 | 0 | 8.9511e-05 | 1.4919e-06 | 0.061749 | 0.059881 | 0.059881 | 16 | 400 | 0 | 0.014263 | 0.014162 | 0.014162 | 400 | 70
401 | 6.6833 | 0 | 0.042671 | 1.7727e-05 | 0 | 0.042671 | 6.9763e-05 | 0 | 8.7491e-05 | 1.4582e-06 | 0.061749 | 0.059882 | 0.059882 | 16 | 401 | 0 | 0.014263 | 0.014162 | 0.014162 | 401 | 70
402 | 6.7 | 0 | 0.042671 | 1.7327e-05 | 0 | 0.042671 | 6.8189e-05 | 0 | 8.5516e-05 | 1.4253e-06 | 0.06175 | 0.059882 | 0.059882 | 16 | 402 | 0 | 0.014263 | 0.014162 | 0.014162 | 402 | 70
403 | 6.7167 | 0 | 0.042671 | 1.6936e-05 | 0 | 0.042671 | 6.6649e-05 | 0 | 8.3585e-05 | 1.3931e-06 | 0.061751 | 0.059883 | 0.059883 | 16 | 403 | 0 | 0.014263 | 0.014162 | 0.014162 | 403 | 70
404 | 6.7333 | 0 | 0.042671 | 1.6554e-05 | 0 | 0.042671 | 6.5145e-05 | 0 | 8.1698e-05 | 1.3616e-06 | 0.061752 | 0.059884 | 0.059884 | 16 | 404 | 0 | 0.014263 | 0.014162 | 0.014162 | 404 | 70
405 | 6.75 | 0 | 0.042671 | 1.618e-05 | 0 | 0.042671 | 6.3674e-05 | 0 | 7.9854e-05 | 1.3309e-06 | 0.061752 | 0.059884 | 0.059884 | 16 | 405 | 0 | 0.014263 | 0.014162 | 0.014162 | 405 | 70
406 | 6.7667 | 0 | 0.042671 | 1.5815e-05 | 0 | 0.042671 | 6.2237e-05 | 0 | 7.8051e-05 | 1.3009e-06 | 0.061753 | 0.059885 | 0.059885 | 16 | 406 | 0 | 0.014263 | 0.014162 | 0.014162 | 406 | 70
407 | 6.7833 | 0 | 0.042671 | 1.5458e-05 | 0 | 0.042671 | 6.0832e-05 | 0 | 7.6289e-05 | 1.2715e-06 | 0.061754 | 0.059886 | 0.059886 | 16 | 407 | 0 | 0.014263 | 0.014162 | 0.014162 | 407 | 70
408 | 6.8 | 0 | 0.042671 | 1.5109e-05 | 0 | 0.042671 | 5.9458e-05 | 0 | 7.4567e-05 | 1.2428e-06 | 0.061754 | 0.059886 | 0.059886 | 16 | 408 | 0 | 0.014263 | 0.014162 | 0.014162 | 408 | 70
409 | 6.8167 | 0 | 0.042671 | 1.4768e-05 | 0 | 0.042671 | 5.8116e-05 | 0 | 7.2884e-05 | 1.2147e-06 | 0.061755 | 0.059887 | 0.059887 | 16 | 409 | 0 | 0.014263 | 0.014162 | 0.014162 | 409 | 70
410 | 6.8333 | 0 | 0.042671 | 1.4434e-05 | 0 | 0.042671 | 5.6804e-05 | 0 | 7.1239e-05 | 1.1873e-06 | 0.061756 | 0.059888 | 0.059888 | 16 | 410 | 0 | 0.014263 | 0.014162 | 0.014162 | 410 | 70
411 | 6.85 | 0 | 0.042671 | 1.4108e-05 | 0 | 0.042671 | 5.5522e-05 | 0 | 6.963e-05 | 1.1605e-06 | 0.061756 | 0.059888 | 0.059888 | 16 | 411 | 0 | 0.014263 | 0.014162 | 0.014162 | 411 | 70
412 | 6.8667 | 0 | 0.042671 | 1.379e-05 | 0 | 0.042671 | 5.4268e-05 | 0 | 6.8058e-05 | 1.1343e-06 | 0.061757 | 0.059889 | 0.059889 | 16 | 412 | 0 | 0.014263 | 0.014162 | 0.014162 | 412 | 70
413 | 6.8833 | 0 | 0.042671 | 1.3479e-05 | 0 | 0.042671 | 5.3043e-05 | 0 | 6.6522e-05 | 1.1087e-06 | 0.061758 | 0.059889 | 0.059889 | 16 | 413 | 0 | 0.014263 | 0.014162 | 0.014162 | 413 | 70
414 | 6.9 | 0 | 0.042671 | 1.3174e-05 | 0 | 0.042671 | 5.1846e-05 | 0 | 6.502e-05 | 1.0837e-06 | 0.061758 | 0.05989 | 0.05989 | 16 | 414 | 0 | 0.014263 | 0.014162 | 0.014162 | 414 | 70
415 | 6.9167 | 0 | 0.042671 | 1.2877e-05 | 0 | 0.042671 | 5.0676e-05 | 0 | 6.3553e-05 | 1.0592e-06 | 0.061759 | 0.05989 | 0.05989 | 16 | 415 | 0 | 0.014263 | 0.014162 | 0.014162 | 415 | 70
416 | 6.9333 | 0 | 0.042671 | 1.2586e-05 | 0 | 0.042671 | 4.9532e-05 | 0 | 6.2118e-05 | 1.0353e-06 | 0.061759 | 0.059891 | 0.059891 | 16 | 416 | 0 | 0.014263 | 0.014162 | 0.014162 | 416 | 70
417 | 6.95 | 0 | 0.042671 | 1.2302e-05 | 0 | 0.042671 | 4.8413e-05 | 0 | 6.0716e-05 | 1.0119e-06 | 0.06176 | 0.059891 | 0.059891 | 16 | 417 | 0 | 0.014263 | 0.014162 | 0.014162 | 417 | 70
418 | 6.9667 | 0 | 0.042671 | 1.2024e-05 | 0 | 0.042671 | 4.732e-05 | 0 | 5.9345e-05 | 9.8908e-07 | 0.06176 | 0.059892 | 0.059892 | 16 | 418 | 0 | 0.014263 | 0.014162 | 0.014162 | 418 | 70
419 | 6.9833 | 0 | 0.042671 | 1.1753e-05 | 0 | 0.042671 | 4.6252e-05 | 0 | 5.8005e-05 | 9.6675e-07 | 0.061761 | 0.059892 | 0.059892 | 16 | 419 | 0 | 0.014263 | 0.014162 | 0.014162 | 419 | 70
420 | 7 | 0 | 0.042671 | 1.1488e-05 | 0 | 0.042671 | 4.5208e-05 | 0 | 5.6696e-05 | 9.4493e-07 | 0.061761 | 0.059893 | 0.059893 | 16 | 420 | 0 | 0.014263 | 0.014162 | 0.014162 | 420 | 70
421 | 7.0167 | 0 | 0.042671 | 1.1228e-05 | 0 | 0.042671 | 4.4188e-05 | 0 | 5.5416e-05 | 9.236e-07 | 0.061762 | 0.059893 | 0.059893 | 16 | 421 | 0 | 0.014263 | 0.014162 | 0.014162 | 421 | 70
422 | 7.0333 | 0 | 0.042671 | 1.0975e-05 | 0 | 0.042671 | 4.319e-05 | 0 | 5.4165e-05 | 9.0275e-07 | 0.061762 | 0.059894 | 0.059894 | 16 | 422 | 0 | 0.014263 | 0.014162 | 0.014162 | 422 | 70
423 | 7.05 | 0 | 0.042671 | 1.0727e-05 | 0 | 0.042671 | 4.2215e-05 | 0 | 5.2942e-05 | 8.8237e-07 | 0.061763 | 0.059894 | 0.059894 | 16 | 423 | 0 | 0.014263 | 0.014162 | 0.014162 | 423 | 70
424 | 7.0667 | 0 | 0.042671 | 1.0485e-05 | 0 | 0.042671 | 4.1262e-05 | 0 | 5.1747e-05 | 8.6245e-07 | 0.061763 | 0.059895 | 0.059895 | 16 | 424 | 0 | 0.014263 | 0.014162 | 0.014162 | 424 | 70
425 | 7.0833 | 0 | 0.042671 | 1.0248e-05 | 0 | 0.042671 | 4.0331e-05 | 0 | 5.0579e-05 | 8.4298e-07 | 0.061764 | 0.059895 | 0.059895 | 16 | 425 | 0 | 0.014263 | 0.014162 | 0.014162 | 425 | 70
426 | 7.1 | 0 | 0.042671 | 1.0017e-05 | 0 | 0.042671 | 3.942e-05 | 0 | 4.9437e-05 | 8.2395e-07 | 0.061764 | 0.059896 | 0.059896 | 16 | 426 | 0 | 0.014263 | 0.014162 | 0.014162 | 426 | 70
427 | 7.1167 | 0 | 0.042671 | 9.7908e-06 | 0 | 0.042671 | 3.853e-05 | 0 | 4.8321e-05 | 8.0535e-07 | 0.061765 | 0.059896 | 0.059896 | 16 | 427 | 0 | 0.014263 | 0.014162 | 0.014162 | 427 | 70
428 | 7.1333 | 0 | 0.042671 | 9.5698e-06 | 0 | 0.042671 | 3.766e-05 | 0 | 4.723e-05 | 7.8717e-07 | 0.061765 | 0.059896 | 0.059896 | 16 | 428 | 0 | 0.014263 | 0.014162 | 0.014162 | 428 | 70
429 | 7.15 | 0 | 0.042671 | 9.3537e-06 | 0 | 0.042671 | 3.681e-05 | 0 | 4.6164e-05 | 7.694e-07 | 0.061766 | 0.059897 | 0.059897 | 16 | 429 | 0 | 0.014263 | 0.014162 | 0.014162 | 429 | 70
430 | 7.1667 | 0 | 0.042671 | 9.1426e-06 | 0 | 0.042671 | 3.5979e-05 | 0 | 4.5122e-05 | 7.5203e-07 | 0.061766 | 0.059897 | 0.059897 | 16 | 430 | 0 | 0.014263 | 0.014162 | 0.014162 | 430 | 70
431 | 7.1833 | 0 | 0.042671 | 8.9362e-06 | 0 | 0.042671 | 3.5167e-05 | 0 | 4.4103e-05 | 7.3505e-07 | 0.061766 | 0.059897 | 0.059897 | 16 | 431 | 0 | 0.014263 | 0.014162 | 0.014162 | 431 | 70
432 | 7.2 | 0 | 0.042671 | 8.7345e-06 | 0 | 0.042671 | 3.4373e-05 | 0 | 4.3108e-05 | 7.1846e-07 | 0.061767 | 0.059898 | 0.059898 | 16 | 432 | 0 | 0.014263 | 0.014162 | 0.014162 | 432 | 70
433 | 7.2167 | 0 | 0.042671 | 8.5373e-06 | 0 | 0.042671 | 3.3597e-05 | 0 | 4.2134e-05 | 7.0224e-07 | 0.061767 | 0.059898 | 0.059898 | 16 | 433 | 0 | 0.014263 | 0.014162 | 0.014162 | 433 | 70
434 | 7.2333 | 0 | 0.042671 | 8.3446e-06 | 0 | 0.042671 | 3.2839e-05 | 0 | 4.1183e-05 | 6.8639e-07 | 0.061767 | 0.059899 | 0.059899 | 16 | 434 | 0 | 0.014263 | 0.014162 | 0.014162 | 434 | 70
435 | 7.25 | 0 | 0.042671 | 8.1562e-06 | 0 | 0.042671 | 3.2097e-05 | 0 | 4.0254e-05 | 6.7089e-07 | 0.061768 | 0.059899 | 0.059899 | 16 | 435 | 0 | 0.014263 | 0.014162 | 0.014162 | 435 | 70
436 | 7.2667 | 0 | 0.042671 | 7.9721e-06 | 0 | 0.042671 | 3.1373e-05 | 0 | 3.9345e-05 | 6.5575e-07 | 0.061768 | 0.059899 | 0.059899 | 16 | 436 | 0 | 0.014263 | 0.014162 | 0.014162 | 436 | 70
437 | 7.2833 | 0 | 0.042671 | 7.7921e-06 | 0 | 0.042671 | 3.0665e-05 | 0 | 3.8457e-05 | 6.4095e-07 | 0.061769 | 0.0599 | 0.0599 | 16 | 437 | 0 | 0.014263 | 0.014162 | 0.014162 | 437 | 70
438 | 7.3 | 0 | 0.042671 | 7.6162e-06 | 0 | 0.042671 | 2.9972e-05 | 0 | 3.7589e-05 | 6.2648e-07 | 0.061769 | 0.0599 | 0.0599 | 16 | 438 | 0 | 0.014263 | 0.014162 | 0.014162 | 438 | 70
439 | 7.3167 | 0 | 0.042671 | 7.4443e-06 | 0 | 0.042671 | 2.9296e-05 | 0 | 3.674e-05 | 6.1233e-07 | 0.061769 | 0.0599 | 0.0599 | 16 | 439 | 0 | 0.014263 | 0.014162 | 0.014162 | 439 | 70
440 | 7.3333 | 0 | 0.042671 | 7.2762e-06 | 0 | 0.042671 | 2.8634e-05 | 0 | 3.5911e-05 | 5.9851e-07 | 0.06177 | 0.0599 | 0.0599 | 16 | 440 | 0 | 0.014263 | 0.014162 | 0.014162 | 440 | 70
441 | 7.35 | 0 | 0.042671 | 7.112e-06 | 0 | 0.042671 | 2.7988e-05 | 0 | 3.51e-05 | 5.85e-07 | 0.06177 | 0.059901 | 0.059901 | 16 | 441 | 0 | 0.014263 | 0.014162 | 0.014162 | 441 | 70
442 | 7.3667 | 0 | 0.042671 | 6.9514e-06 | 0 | 0.042671 | 2.7356e-05 | 0 | 3.4308e-05 | 5.7179e-07 | 0.06177 | 0.059901 | 0.059901 | 16 | 442 | 0 | 0.014263 | 0.014162 | 0.014162 | 442 | 70
443 | 7.3833 | 0 | 0.042671 | 6.7945e-06 | 0 | 0.042671 | 2.6739e-05 | 0 | 3.3533e-05 | 5.5889e-07 | 0.06177 | 0.059901 | 0.059901 | 16 | 443 | 0 | 0.014263 | 0.014162 | 0.014162 | 443 | 70
444 | 7.4 | 0 | 0.042671 | 6.6411e-06 | 0 | 0.042671 | 2.6135e-05 | 0 | 3.2776e-05 | 5.4627e-07 | 0.061771 | 0.059902 | 0.059902 | 16 | 444 | 0 | 0.014263 | 0.014162 | 0.014162 | 444 | 70
445 | 7.4167 | 0 | 0.042671 | 6.4912e-06 | 0 | 0.042671 | 2.5545e-05 | 0 | 3.2036e-05 | 5.3394e-07 | 0.061771 | 0.059902 | 0.059902 | 16 | 445 | 0 | 0.014263 | 0.014162 | 0.014162 | 445 | 70
446 | 7.4333 | 0 | 0.042671 | 6.3446e-06 | 0 | 0.042671 | 2.4968e-05 | 0 | 3.1313e-05 | 5.2188e-07 | 0.061771 | 0.059902 | 0.059902 | 16 | 446 | 0 | 0.014263 | 0.014162 | 0.014162 | 446 | 70
447 | 7.45 | 0 | 0.042671 | 6.2014e-06 | 0 | 0.042671 | 2.4405e-05 | 0 | 3.0606e-05 | 5.101e-07 | 0.061772 | 0.059902 | 0.059902 | 16 | 447 | 0 | 0.014263 | 0.014162 | 0.014162 | 447 | 70
448 | 7.4667 | 0 | 0.042671 | 6.0614e-06 | 0 | 0.042671 | 2.3854e-05 | 0 | 2.9915e-05 | 4.9859e-07 | 0.061772 | 0.059903 | 0.059903 | 16 | 448 | 0 | 0.014263 | 0.014162 | 0.014162 | 448 | 70
449 | 7.4833 | 0 | 0.042671 | 5.9246e-06 | 0 | 0.042671 | 2.3315e-05 | 0 | 2.924e-05 | 4.8733e-07 | 0.061772 | 0.059903 | 0.059903 | 16 | 449 | 0 | 0.014263 | 0.014162 | 0.014162 | 449 | 70
450 | 7.5 | 0 | 0.042671 | 5.7908e-06 | 0 | 0.042671 | 2.2789e-05 | 0 | 2.858e-05 | 4.7633e-07 | 0.061772 | 0.059903 | 0.059903 | 16 | 450 | 0 | 0.014263 | 0.014162 | 0.014162 | 450 | 70
451 | 7.5167 | 0 | 0.042671 | 5.6601e-06 | 0 | 0.042671 | 2.2275e-05 | 0 | 2.7935e-05 | 4.6558e-07 | 0.061773 | 0.059903 | 0.059903 | 16 | 451 | 0 | 0.014263 | 0.014162 | 0.014162 | 451 | 70
452 | 7.5333 | 0 | 0.042671 | 5.5323e-06 | 0 | 0.042671 | 2.1772e-05 | 0 | 2.7304e-05 | 4.5507e-07 | 0.061773 | 0.059904 | 0.059904 | 16 | 452 | 0 | 0.014263 | 0.014162 | 0.014162 | 452 | 70
453 | 7.55 | 0 | 0.042671 | 5.4074e-06 | 0 | 0.042671 | 2.128e-05 | 0 | 2.6688e-05 | 4.4479e-07 | 0.061773 | 0.059904 | 0.059904 | 16 | 453 | 0 | 0.014263 | 0.014162 | 0.014162 | 453 | 70
454 | 7.5667 | 0 | 0.042671 | 5.2854e-06 | 0 | 0.042671 | 2.08e-05 | 0 | 2.6085e-05 | 4.3475e-07 | 0.061773 | 0.059904 | 0.059904 | 16 | 454 | 0 | 0.014263 | 0.014162 | 0.014162 | 454 | 70
455 | 7.5833 | 0 | 0.042671 | 5.1661e-06 | 0 | 0.042671 | 2.033e-05 | 0 | 2.5496e-05 | 4.2494e-07 | 0.061774 | 0.059904 | 0.059904 | 16 | 455 | 0 | 0.014263 | 0.014162 | 0.014162 | 455 | 70
456 | 7.6 | 0 | 0.042671 | 5.0494e-06 | 0 | 0.042671 | 1.9871e-05 | 0 | 2.4921e-05 | 4.1535e-07 | 0.061774 | 0.059904 | 0.059904 | 16 | 456 | 0 | 0.014263 | 0.014162 | 0.014162 | 456 | 70
457 | 7.6167 | 0 | 0.042671 | 4.9354e-06 | 0 | 0.042671 | 1.9423e-05 | 0 | 2.4358e-05 | 4.0597e-07 | 0.061774 | 0.059905 | 0.059905 | 16 | 457 | 0 | 0.014263 | 0.014162 | 0.014162 | 457 | 70
458 | 7.6333 | 0 | 0.042671 | 4.824e-06 | 0 | 0.042671 | 1.8984e-05 | 0 | 2.3808e-05 | 3.968e-07 | 0.061774 | 0.059905 | 0.059905 | 16 | 458 | 0 | 0.014263 | 0.014162 | 0.014162 | 458 | 70
459 | 7.65 | 0 | 0.042671 | 4.7151e-06 | 0 | 0.042671 | 1.8556e-05 | 0 | 2.3271e-05 | 3.8785e-07 | 0.061774 | 0.059905 | 0.059905 | 16 | 459 | 0 | 0.014263 | 0.014162 | 0.014162 | 459 | 70
460 | 7.6667 | 0 | 0.042671 | 4.6087e-06 | 0 | 0.042671 | 1.8137e-05 | 0 | 2.2745e-05 | 3.7909e-07 | 0.061775 | 0.059905 | 0.059905 | 16 | 460 | 0 | 0.014263 | 0.014162 | 0.014162 | 460 | 70
461 | 7.6833 | 0 | 0.042671 | 4.5046e-06 | 0 | 0.042671 | 1.7727e-05 | 0 | 2.2232e-05 | 3.7053e-07 | 0.061775 | 0.059905 | 0.059905 | 16 | 461 | 0 | 0.014263 | 0.014162 | 0.014162 | 461 | 70
462 | 7.7 | 0 | 0.042671 | 4.403e-06 | 0 | 0.042671 | 1.7327e-05 | 0 | 2.173e-05 | 3.6217e-07 | 0.061775 | 0.059906 | 0.059906 | 16 | 462 | 0 | 0.014263 | 0.014162 | 0.014162 | 462 | 70
463 | 7.7167 | 0 | 0.042671 | 4.3036e-06 | 0 | 0.042671 | 1.6936e-05 | 0 | 2.124e-05 | 3.5399e-07 | 0.061775 | 0.059906 | 0.059906 | 16 | 463 | 0 | 0.014263 | 0.014162 | 0.014162 | 463 | 70
464 | 7.7333 | 0 | 0.042671 | 4.2064e-06 | 0 | 0.042671 | 1.6554e-05 | 0 | 2.076e-05 | 3.46e-07 | 0.061775 | 0.059906 | 0.059906 | 16 | 464 | 0 | 0.014263 | 0.014162 | 0.014162 | 464 | 70
465 | 7.75 | 0 | 0.042671 | 4.1115e-06 | 0 | 0.042671 | 1.618e-05 | 0 | 2.0291e-05 | 3.3819e-07 | 0.061776 | 0.059906 | 0.059906 | 16 | 465 | 0 | 0.014263 | 0.014162 | 0.014162 | 465 | 70
466 | 7.7667 | 0 | 0.042671 | 4.0186e-06 | 0 | 0.042671 | 1.5815e-05 | 0 | 1.9833e-05 | 3.3056e-07 | 0.061776 | 0.059906 | 0.059906 | 16 | 466 | 0 | 0.014263 | 0.014162 | 0.014162 | 466 | 70
467 | 7.7833 | 0 | 0.042671 | 3.9279e-06 | 0 | 0.042671 | 1.5458e-05 | 0 | 1.9386e-05 | 3.2309e-07 | 0.061776 | 0.059907 | 0.059907 | 16 | 467 | 0 | 0.014263 | 0.014162 | 0.014162 | 467 | 70
468 | 7.8 | 0 | 0.042671 | 3.8392e-06 | 0 | 0.042671 | 1.5109e-05 | 0 | 1.8948e-05 | 3.158e-07 | 0.061776 | 0.059907 | 0.059907 | 16 | 468 | 0 | 0.014263 | 0.014162 | 0.014162 | 468 | 70
469 | 7.8167 | 0 | 0.042671 | 3.7526e-06 | 0 | 0.042671 | 1.4768e-05 | 0 | 1.852e-05 | 3.0867e-07 | 0.061776 | 0.059907 | 0.059907 | 16 | 469 | 0 | 0.014263 | 0.014162 | 0.014162 | 469 | 70
470 | 7.8333 | 0 | 0.042671 | 3.6679e-06 | 0 | 0.042671 | 1.4434e-05 | 0 | 1.8102e-05 | 3.017e-07 | 0.061776 | 0.059907 | 0.059907 | 16 | 470 | 0 | 0.014263 | 0.014162 | 0.014162 | 470 | 70
471 | 7.85 | 0 | 0.042671 | 3.5851e-06 | 0 | 0.042671 | 1.4108e-05 | 0 | 1.7694e-05 | 2.9489e-07 | 0.061777 | 0.059907 | 0.059907 | 16 | 471 | 0 | 0.014263 | 0.014162 | 0.014162 | 471 | 70
472 | 7.8667 | 0 | 0.042671 | 3.5041e-06 | 0 | 0.042671 | 1.379e-05 | 0 | 1.7294e-05 | 2.8824e-07 | 0.061777 | 0.059907 | 0.059907 | 16 | 472 | 0 | 0.014263 | 0.014162 | 0.014162 | 472 | 70
473 | 7.8833 | 0 | 0.042671 | 3.425e-06 | 0 | 0.042671 | 1.3479e-05 | 0 | 1.6904e-05 | 2.8173e-07 | 0.061777 | 0.059907 | 0.059907 | 16 | 473 | 0 | 0.014263 | 0.014162 | 0.014162 | 473 | 70
474 | 7.9 | 0 | 0.042671 | 3.3477e-06 | 0 | 0.042671 | 1.3174e-05 | 0 | 1.6522e-05 | 2.7537e-07 | 0.061777 | 0.059908 | 0.059908 | 16 | 474 | 0 | 0.014263 | 0.014162 | 0.014162 | 474 | 70
475 | 7.9167 | 0 | 0.042671 | 3.2721e-06 | 0 | 0.042671 | 1.2877e-05 | 0 | 1.6149e-05 | 2.6915e-07 | 0.061777 | 0.059908 | 0.059908 | 16 | 475 | 0 | 0.014263 | 0.014162 | 0.014162 | 475 | 70
476 | 7.9333 | 0 | 0.042671 | 3.1983e-06 | 0 | 0.042671 | 1.2586e-05 | 0 | 1.5785e-05 | 2.6308e-07 | 0.061777 | 0.059908 | 0.059908 | 16 | 476 | 0 | 0.014263 | 0.014162 | 0.014162 | 476 | 70
477 | 7.95 | 0 | 0.042671 | 3.1261e-06 | 0 | 0.042671 | 1.2302e-05 | 0 | 1.5428e-05 | 2.5714e-07 | 0.061777 | 0.059908 | 0.059908 | 16 | 477 | 0 | 0.014263 | 0.014162 | 0.014162 | 477 | 70
478 | 7.9667 | 0 | 0.042671 | 3.0555e-06 | 0 | 0.042671 | 1.2024e-05 | 0 | 1.508e-05 | 2.5133e-07 | 0.061778 | 0.059908 | 0.059908 | 16 | 478 | 0 | 0.014263 | 0.014162 | 0.014162 | 478 | 70
479 | 7.9833 | 0 | 0.042671 | 2.9865e-06 | 0 | 0.042671 | 1.1753e-05 | 0 | 1.474e-05 | 2.4566e-07 | 0.061778 | 0.059908 | 0.059908 | 16 | 479 | 0 | 0.014263 | 0.014162 | 0.014162 | 479 | 70
480 | 8 | 0 | 0.042671 | 2.9191e-06 | 0 | 0.042671 | 1.1488e-05 | 0 | 1.4407e-05 | 2.4011e-07 | 0.061778 | 0.059908 | 0.059908 | 16 | 480 | 0 | 0.014263 | 0.014162 | 0.014162 | 480 | 70

## 9. Calculations 90
| Enter (hr) | Exit (hr) | ERq (quanta/hr)
Susc. Occ. A | 0 | 1 | --
Inf. Occ. t(0) | 0 | 1 | 265
Inf. Occ. A | 1 | 2 | 265
[5 empty] | Include? | [7 empty] | PP for ERq | [5 empty] | PP for ERq
| I = | 1 |  |  | Yes | [6 empty] | probability | 1 |  |  |  |  | probability | 1
|  | Inf. Occ. t(0) | Inf. Occ. t(0) | Inf. Occ. t(0) | Inf. Occ. #2 | Inf. Occ #2 | Inf. Occ #2 | no | Total | Continuous Occupancy | [5 empty] | Susceptible Occupant A
time (min) | time (hr) | quanta/hr | quanta/m3 occ | quanta/m3 | quanta/hr | quanta/m3 occ | quanta/m3 | quanta/m3 | quanta/m3 | n(t)dt | Dq | PI | R | Occupancy | time (min) | n(t)dt | Dq | PI | R | time (min) | Occupancy
0.1 | 0.0016667 | 265 | 0.00055145 | 0.00055145 | 0 | 0 | 0 | 0 | 0.00055145 | [10 empty] | 0.1
1 | 0.016667 | 265 | 0.0054583 | 0.0054583 | 0 | 0 | 0 | 0 | 0.0054583 | 8.1874e-05 | 4.4212e-05 | 4.4211e-05 | 4.4211e-05 | 22618 | 1 | 8.1874e-05 | 4.4212e-05 | 4.4211e-05 | 4.4211e-05 | 1 | 22618
2 | 0.033333 | 265 | 0.010793 | 0.010793 | 0 | 0 | 0 | 0 | 0.010793 | 0.00017989 | 0.00014135 | 0.00014134 | 0.00014134 | 7075 | 2 | 0.00017989 | 0.00014135 | 0.00014134 | 0.00014134 | 2 | 7075
3 | 0.05 | 265 | 0.016008 | 0.016008 | 0 | 0 | 0 | 0 | 0.016008 | 0.0002668 | 0.00028542 | 0.00028538 | 0.00028538 | 3504 | 3 | 0.0002668 | 0.00028542 | 0.00028538 | 0.00028538 | 3 | 3504
4 | 0.066667 | 265 | 0.021105 | 0.021105 | 0 | 0 | 0 | 0 | 0.021105 | 0.00035175 | 0.00047537 | 0.00047525 | 0.00047525 | 2104 | 4 | 0.00035175 | 0.00047537 | 0.00047525 | 0.00047525 | 4 | 2104
5 | 0.083333 | 265 | 0.026087 | 0.026087 | 0 | 0 | 0 | 0 | 0.026087 | 0.00043478 | 0.00071015 | 0.0007099 | 0.0007099 | 1408 | 5 | 0.00043478 | 0.00071015 | 0.0007099 | 0.0007099 | 5 | 1408
6 | 0.1 | 265 | 0.030956 | 0.030956 | 0 | 0 | 0 | 0 | 0.030956 | 0.00051594 | 0.00098875 | 0.00098826 | 0.00098826 | 1011 | 6 | 0.00051594 | 0.00098875 | 0.00098826 | 0.00098826 | 6 | 1011
7 | 0.11667 | 265 | 0.035716 | 0.035716 | 0 | 0 | 0 | 0 | 0.035716 | 0.00059526 | 0.0013102 | 0.0013093 | 0.0013093 | 763 | 7 | 0.00059526 | 0.0013102 | 0.0013093 | 0.0013093 | 7 | 763
8 | 0.13333 | 265 | 0.040368 | 0.040368 | 0 | 0 | 0 | 0 | 0.040368 | 0.00067279 | 0.0016735 | 0.0016721 | 0.0016721 | 598 | 8 | 0.00067279 | 0.0016735 | 0.0016721 | 0.0016721 | 8 | 598
9 | 0.15 | 265 | 0.044915 | 0.044915 | 0 | 0 | 0 | 0 | 0.044915 | 0.00074858 | 0.0020777 | 0.0020756 | 0.0020756 | 481 | 9 | 0.00074858 | 0.0020777 | 0.0020756 | 0.0020756 | 9 | 481
10 | 0.16667 | 265 | 0.049359 | 0.049359 | 0 | 0 | 0 | 0 | 0.049359 | 0.00082265 | 0.002522 | 0.0025188 | 0.0025188 | 397 | 10 | 0.00082265 | 0.002522 | 0.0025188 | 0.0025188 | 10 | 397
11 | 0.18333 | 265 | 0.053703 | 0.053703 | 0 | 0 | 0 | 0 | 0.053703 | 0.00089505 | 0.0030053 | 0.0030008 | 0.0030008 | 333 | 11 | 0.00089505 | 0.0030053 | 0.0030008 | 0.0030008 | 11 | 333
12 | 0.2 | 265 | 0.057949 | 0.057949 | 0 | 0 | 0 | 0 | 0.057949 | 0.00096582 | 0.0035268 | 0.0035206 | 0.0035206 | 284 | 12 | 0.00096582 | 0.0035268 | 0.0035206 | 0.0035206 | 12 | 284
13 | 0.21667 | 265 | 0.062099 | 0.062099 | 0 | 0 | 0 | 0 | 0.062099 | 0.001035 | 0.0040857 | 0.0040774 | 0.0040774 | 245 | 13 | 0.001035 | 0.0040857 | 0.0040774 | 0.0040774 | 13 | 245
14 | 0.23333 | 265 | 0.066155 | 0.066155 | 0 | 0 | 0 | 0 | 0.066155 | 0.0011026 | 0.0046811 | 0.0046702 | 0.0046702 | 214 | 14 | 0.0011026 | 0.0046811 | 0.0046702 | 0.0046702 | 14 | 214
15 | 0.25 | 265 | 0.07012 | 0.07012 | 0 | 0 | 0 | 0 | 0.07012 | 0.0011687 | 0.0053122 | 0.0052981 | 0.0052981 | 188 | 15 | 0.0011687 | 0.0053122 | 0.0052981 | 0.0052981 | 15 | 188
16 | 0.26667 | 265 | 0.073996 | 0.073996 | 0 | 0 | 0 | 0 | 0.073996 | 0.0012333 | 0.0059782 | 0.0059603 | 0.0059603 | 167 | 16 | 0.0012333 | 0.0059782 | 0.0059603 | 0.0059603 | 16 | 167
17 | 0.28333 | 265 | 0.077783 | 0.077783 | 0 | 0 | 0 | 0 | 0.077783 | 0.0012964 | 0.0066782 | 0.006656 | 0.006656 | 150 | 17 | 0.0012964 | 0.0066782 | 0.006656 | 0.006656 | 17 | 150
18 | 0.3 | 265 | 0.081486 | 0.081486 | 0 | 0 | 0 | 0 | 0.081486 | 0.0013581 | 0.0074116 | 0.0073842 | 0.0073842 | 135 | 18 | 0.0013581 | 0.0074116 | 0.0073842 | 0.0073842 | 18 | 135
19 | 0.31667 | 265 | 0.085105 | 0.085105 | 0 | 0 | 0 | 0 | 0.085105 | 0.0014184 | 0.0081775 | 0.0081442 | 0.0081442 | 122 | 19 | 0.0014184 | 0.0081775 | 0.0081442 | 0.0081442 | 19 | 122
20 | 0.33333 | 265 | 0.088642 | 0.088642 | 0 | 0 | 0 | 0 | 0.088642 | 0.0014774 | 0.0089753 | 0.0089351 | 0.0089351 | 111 | 20 | 0.0014774 | 0.0089753 | 0.0089351 | 0.0089351 | 20 | 111
21 | 0.35 | 265 | 0.092099 | 0.092099 | 0 | 0 | 0 | 0 | 0.092099 | 0.001535 | 0.0098042 | 0.0097563 | 0.0097563 | 102 | 21 | 0.001535 | 0.0098042 | 0.0097563 | 0.0097563 | 21 | 102
22 | 0.36667 | 265 | 0.095478 | 0.095478 | 0 | 0 | 0 | 0 | 0.095478 | 0.0015913 | 0.010663 | 0.010607 | 0.010607 | 94 | 22 | 0.0015913 | 0.010663 | 0.010607 | 0.010607 | 22 | 94
23 | 0.38333 | 265 | 0.098781 | 0.098781 | 0 | 0 | 0 | 0 | 0.098781 | 0.0016463 | 0.011553 | 0.011486 | 0.011486 | 87 | 23 | 0.0016463 | 0.011553 | 0.011486 | 0.011486 | 23 | 87
24 | 0.4 | 265 | 0.10201 | 0.10201 | 0 | 0 | 0 | 0 | 0.10201 | 0.0017002 | 0.012471 | 0.012393 | 0.012393 | 80 | 24 | 0.0017002 | 0.012471 | 0.012393 | 0.012393 | 24 | 80
25 | 0.41667 | 265 | 0.10516 | 0.10516 | 0 | 0 | 0 | 0 | 0.10516 | 0.0017527 | 0.013417 | 0.013327 | 0.013327 | 75 | 25 | 0.0017527 | 0.013417 | 0.013327 | 0.013327 | 25 | 75
26 | 0.43333 | 265 | 0.10825 | 0.10825 | 0 | 0 | 0 | 0 | 0.10825 | 0.0018042 | 0.014391 | 0.014288 | 0.014288 | 69 | 26 | 0.0018042 | 0.014391 | 0.014288 | 0.014288 | 26 | 69
27 | 0.45 | 265 | 0.11126 | 0.11126 | 0 | 0 | 0 | 0 | 0.11126 | 0.0018544 | 0.015393 | 0.015275 | 0.015275 | 65 | 27 | 0.0018544 | 0.015393 | 0.015275 | 0.015275 | 27 | 65
28 | 0.46667 | 265 | 0.11421 | 0.11421 | 0 | 0 | 0 | 0 | 0.11421 | 0.0019035 | 0.016421 | 0.016287 | 0.016287 | 61 | 28 | 0.0019035 | 0.016421 | 0.016287 | 0.016287 | 28 | 61
29 | 0.48333 | 265 | 0.11709 | 0.11709 | 0 | 0 | 0 | 0 | 0.11709 | 0.0019515 | 0.017474 | 0.017323 | 0.017323 | 57 | 29 | 0.0019515 | 0.017474 | 0.017323 | 0.017323 | 29 | 57
30 | 0.5 | 265 | 0.11991 | 0.11991 | 0 | 0 | 0 | 0 | 0.11991 | 0.0019984 | 0.018554 | 0.018382 | 0.018382 | 54 | 30 | 0.0019984 | 0.018554 | 0.018382 | 0.018382 | 30 | 54
31 | 0.51667 | 265 | 0.12266 | 0.12266 | 0 | 0 | 0 | 0 | 0.12266 | 0.0020443 | 0.019657 | 0.019466 | 0.019466 | 51 | 31 | 0.0020443 | 0.019657 | 0.019466 | 0.019466 | 31 | 51
32 | 0.53333 | 265 | 0.12535 | 0.12535 | 0 | 0 | 0 | 0 | 0.12535 | 0.0020891 | 0.020786 | 0.020571 | 0.020571 | 48 | 32 | 0.0020891 | 0.020786 | 0.020571 | 0.020571 | 32 | 48
33 | 0.55 | 265 | 0.12797 | 0.12797 | 0 | 0 | 0 | 0 | 0.12797 | 0.0021329 | 0.021937 | 0.021698 | 0.021698 | 46 | 33 | 0.0021329 | 0.021937 | 0.021698 | 0.021698 | 33 | 46
34 | 0.56667 | 265 | 0.13054 | 0.13054 | 0 | 0 | 0 | 0 | 0.13054 | 0.0021757 | 0.023112 | 0.022847 | 0.022847 | 43 | 34 | 0.0021757 | 0.023112 | 0.022847 | 0.022847 | 34 | 43
35 | 0.58333 | 265 | 0.13306 | 0.13306 | 0 | 0 | 0 | 0 | 0.13306 | 0.0022176 | 0.02431 | 0.024017 | 0.024017 | 41 | 35 | 0.0022176 | 0.02431 | 0.024017 | 0.024017 | 35 | 41
36 | 0.6 | 265 | 0.13551 | 0.13551 | 0 | 0 | 0 | 0 | 0.13551 | 0.0022585 | 0.025529 | 0.025206 | 0.025206 | 39 | 36 | 0.0022585 | 0.025529 | 0.025206 | 0.025206 | 36 | 39
37 | 0.61667 | 265 | 0.13791 | 0.13791 | 0 | 0 | 0 | 0 | 0.13791 | 0.0022985 | 0.026771 | 0.026415 | 0.026415 | 37 | 37 | 0.0022985 | 0.026771 | 0.026415 | 0.026415 | 37 | 37
38 | 0.63333 | 265 | 0.14025 | 0.14025 | 0 | 0 | 0 | 0 | 0.14025 | 0.0023376 | 0.028033 | 0.027644 | 0.027644 | 36 | 38 | 0.0023376 | 0.028033 | 0.027644 | 0.027644 | 38 | 36
39 | 0.65 | 265 | 0.14255 | 0.14255 | 0 | 0 | 0 | 0 | 0.14255 | 0.0023758 | 0.029316 | 0.02889 | 0.02889 | 34 | 39 | 0.0023758 | 0.029316 | 0.02889 | 0.02889 | 39 | 34
40 | 0.66667 | 265 | 0.14479 | 0.14479 | 0 | 0 | 0 | 0 | 0.14479 | 0.0024131 | 0.030619 | 0.030155 | 0.030155 | 33 | 40 | 0.0024131 | 0.030619 | 0.030155 | 0.030155 | 40 | 33
41 | 0.68333 | 265 | 0.14698 | 0.14698 | 0 | 0 | 0 | 0 | 0.14698 | 0.0024496 | 0.031942 | 0.031437 | 0.031437 | 31 | 41 | 0.0024496 | 0.031942 | 0.031437 | 0.031437 | 41 | 31
42 | 0.7 | 265 | 0.14912 | 0.14912 | 0 | 0 | 0 | 0 | 0.14912 | 0.0024853 | 0.033284 | 0.032736 | 0.032736 | 30 | 42 | 0.0024853 | 0.033284 | 0.032736 | 0.032736 | 42 | 30
43 | 0.71667 | 265 | 0.15121 | 0.15121 | 0 | 0 | 0 | 0 | 0.15121 | 0.0025201 | 0.034645 | 0.034051 | 0.034051 | 29 | 43 | 0.0025201 | 0.034645 | 0.034051 | 0.034051 | 43 | 29
44 | 0.73333 | 265 | 0.15325 | 0.15325 | 0 | 0 | 0 | 0 | 0.15325 | 0.0025542 | 0.036024 | 0.035383 | 0.035383 | 28 | 44 | 0.0025542 | 0.036024 | 0.035383 | 0.035383 | 44 | 28
45 | 0.75 | 265 | 0.15525 | 0.15525 | 0 | 0 | 0 | 0 | 0.15525 | 0.0025875 | 0.037421 | 0.03673 | 0.03673 | 27 | 45 | 0.0025875 | 0.037421 | 0.03673 | 0.03673 | 45 | 27
46 | 0.76667 | 265 | 0.15721 | 0.15721 | 0 | 0 | 0 | 0 | 0.15721 | 0.0026201 | 0.038836 | 0.038091 | 0.038091 | 26 | 46 | 0.0026201 | 0.038836 | 0.038091 | 0.038091 | 46 | 26
47 | 0.78333 | 265 | 0.15912 | 0.15912 | 0 | 0 | 0 | 0 | 0.15912 | 0.0026519 | 0.040268 | 0.039468 | 0.039468 | 25 | 47 | 0.0026519 | 0.040268 | 0.039468 | 0.039468 | 47 | 25
48 | 0.8 | 265 | 0.16098 | 0.16098 | 0 | 0 | 0 | 0 | 0.16098 | 0.002683 | 0.041717 | 0.040859 | 0.040859 | 24 | 48 | 0.002683 | 0.041717 | 0.040859 | 0.040859 | 48 | 24
49 | 0.81667 | 265 | 0.16281 | 0.16281 | 0 | 0 | 0 | 0 | 0.16281 | 0.0027134 | 0.043182 | 0.042263 | 0.042263 | 23 | 49 | 0.0027134 | 0.043182 | 0.042263 | 0.042263 | 49 | 23
50 | 0.83333 | 265 | 0.16459 | 0.16459 | 0 | 0 | 0 | 0 | 0.16459 | 0.0027431 | 0.044663 | 0.043681 | 0.043681 | 22 | 50 | 0.0027431 | 0.044663 | 0.043681 | 0.043681 | 50 | 22
51 | 0.85 | 265 | 0.16633 | 0.16633 | 0 | 0 | 0 | 0 | 0.16633 | 0.0027722 | 0.04616 | 0.045111 | 0.045111 | 22 | 51 | 0.0027722 | 0.04616 | 0.045111 | 0.045111 | 51 | 22
52 | 0.86667 | 265 | 0.16803 | 0.16803 | 0 | 0 | 0 | 0 | 0.16803 | 0.0028006 | 0.047673 | 0.046554 | 0.046554 | 21 | 52 | 0.0028006 | 0.047673 | 0.046554 | 0.046554 | 52 | 21
53 | 0.88333 | 265 | 0.1697 | 0.1697 | 0 | 0 | 0 | 0 | 0.1697 | 0.0028283 | 0.0492 | 0.048009 | 0.048009 | 20 | 53 | 0.0028283 | 0.0492 | 0.048009 | 0.048009 | 53 | 20
54 | 0.9 | 265 | 0.17133 | 0.17133 | 0 | 0 | 0 | 0 | 0.17133 | 0.0028555 | 0.050742 | 0.049476 | 0.049476 | 20 | 54 | 0.0028555 | 0.050742 | 0.049476 | 0.049476 | 54 | 20
55 | 0.91667 | 265 | 0.17292 | 0.17292 | 0 | 0 | 0 | 0 | 0.17292 | 0.002882 | 0.052298 | 0.050954 | 0.050954 | 19 | 55 | 0.002882 | 0.052298 | 0.050954 | 0.050954 | 55 | 19
56 | 0.93333 | 265 | 0.17447 | 0.17447 | 0 | 0 | 0 | 0 | 0.17447 | 0.0029079 | 0.053868 | 0.052443 | 0.052443 | 19 | 56 | 0.0029079 | 0.053868 | 0.052443 | 0.052443 | 56 | 19
57 | 0.95 | 265 | 0.17599 | 0.17599 | 0 | 0 | 0 | 0 | 0.17599 | 0.0029332 | 0.055452 | 0.053943 | 0.053943 | 18 | 57 | 0.0029332 | 0.055452 | 0.053943 | 0.053943 | 57 | 18
58 | 0.96667 | 265 | 0.17748 | 0.17748 | 0 | 0 | 0 | 0 | 0.17748 | 0.002958 | 0.05705 | 0.055453 | 0.055453 | 18 | 58 | 0.002958 | 0.05705 | 0.055453 | 0.055453 | 58 | 18
59 | 0.98333 | 265 | 0.17893 | 0.17893 | 0 | 0 | 0 | 0 | 0.17893 | 0.0029822 | 0.05866 | 0.056973 | 0.056973 | 17 | 59 | 0.0029822 | 0.05866 | 0.056973 | 0.056973 | 59 | 17
60 | 1 | 265 | 0.18035 | 0.18035 | 265 | 0 | 0 | 0 | 0.18035 | 0.0030058 | 0.060283 | 0.058502 | 0.058502 | 17 | 60 | 0.0030058 | 0.060283 | 0.058502 | 0.058502 | 60 | 17
61 | 1.0167 | 0 | 0.18035 | 0.17628 | 265 | 0.0054583 | 0.0054583 | 0 | 0.18174 | 0.0030289 | 0.061919 | 0.060041 | 0.060041 | 16 | 61 | 0 | 0.060283 | 0.058502 | 0.058502 | 61 | 17
62 | 1.0333 | 0 | 0.18035 | 0.1723 | 265 | 0.010793 | 0.010793 | 0 | 0.18309 | 0.0030515 | 0.063567 | 0.061588 | 0.061588 | 16 | 62 | 0 | 0.060283 | 0.058502 | 0.058502 | 62 | 17
63 | 1.05 | 0 | 0.18035 | 0.16841 | 265 | 0.016008 | 0.016008 | 0 | 0.18442 | 0.0030736 | 0.065226 | 0.063145 | 0.063145 | 15 | 63 | 0 | 0.060283 | 0.058502 | 0.058502 | 63 | 17
64 | 1.0667 | 0 | 0.18035 | 0.16461 | 265 | 0.021105 | 0.021105 | 0 | 0.18571 | 0.0030952 | 0.066898 | 0.064709 | 0.064709 | 15 | 64 | 0 | 0.060283 | 0.058502 | 0.058502 | 64 | 17
65 | 1.0833 | 0 | 0.18035 | 0.16089 | 265 | 0.026087 | 0.026087 | 0 | 0.18698 | 0.0031163 | 0.06858 | 0.066282 | 0.066282 | 15 | 65 | 0 | 0.060283 | 0.058502 | 0.058502 | 65 | 17
66 | 1.1 | 0 | 0.18035 | 0.15726 | 265 | 0.030956 | 0.030956 | 0 | 0.18821 | 0.0031369 | 0.070274 | 0.067862 | 0.067862 | 14 | 66 | 0 | 0.060283 | 0.058502 | 0.058502 | 66 | 17
67 | 1.1167 | 0 | 0.18035 | 0.15371 | 265 | 0.035716 | 0.035716 | 0 | 0.18942 | 0.0031571 | 0.071979 | 0.06945 | 0.06945 | 14 | 67 | 0 | 0.060283 | 0.058502 | 0.058502 | 67 | 17
68 | 1.1333 | 0 | 0.18035 | 0.15024 | 265 | 0.040368 | 0.040368 | 0 | 0.19061 | 0.0031768 | 0.073695 | 0.071045 | 0.071045 | 14 | 68 | 0 | 0.060283 | 0.058502 | 0.058502 | 68 | 17
69 | 1.15 | 0 | 0.18035 | 0.14685 | 265 | 0.044915 | 0.044915 | 0 | 0.19176 | 0.003196 | 0.075421 | 0.072647 | 0.072647 | 13 | 69 | 0 | 0.060283 | 0.058502 | 0.058502 | 69 | 17
70 | 1.1667 | 0 | 0.18035 | 0.14353 | 265 | 0.049359 | 0.049359 | 0 | 0.19289 | 0.0032148 | 0.077157 | 0.074255 | 0.074255 | 13 | 70 | 0 | 0.060283 | 0.058502 | 0.058502 | 70 | 17
71 | 1.1833 | 0 | 0.18035 | 0.14029 | 265 | 0.053703 | 0.053703 | 0 | 0.19399 | 0.0032332 | 0.078902 | 0.07587 | 0.07587 | 13 | 71 | 0 | 0.060283 | 0.058502 | 0.058502 | 71 | 17
72 | 1.2 | 0 | 0.18035 | 0.13712 | 265 | 0.057949 | 0.057949 | 0 | 0.19507 | 0.0032512 | 0.080658 | 0.077491 | 0.077491 | 12 | 72 | 0 | 0.060283 | 0.058502 | 0.058502 | 72 | 17
73 | 1.2167 | 0 | 0.18035 | 0.13403 | 265 | 0.062099 | 0.062099 | 0 | 0.19613 | 0.0032688 | 0.082423 | 0.079118 | 0.079118 | 12 | 73 | 0 | 0.060283 | 0.058502 | 0.058502 | 73 | 17
74 | 1.2333 | 0 | 0.18035 | 0.131 | 265 | 0.066155 | 0.066155 | 0 | 0.19716 | 0.003286 | 0.084198 | 0.080751 | 0.080751 | 12 | 74 | 0 | 0.060283 | 0.058502 | 0.058502 | 74 | 17
75 | 1.25 | 0 | 0.18035 | 0.12805 | 265 | 0.07012 | 0.07012 | 0 | 0.19817 | 0.0033028 | 0.085981 | 0.082389 | 0.082389 | 12 | 75 | 0 | 0.060283 | 0.058502 | 0.058502 | 75 | 17
76 | 1.2667 | 0 | 0.18035 | 0.12516 | 265 | 0.073996 | 0.073996 | 0 | 0.19915 | 0.0033192 | 0.087774 | 0.084032 | 0.084032 | 11 | 76 | 0 | 0.060283 | 0.058502 | 0.058502 | 76 | 17
77 | 1.2833 | 0 | 0.18035 | 0.12233 | 265 | 0.077783 | 0.077783 | 0 | 0.20011 | 0.0033352 | 0.089575 | 0.08568 | 0.08568 | 11 | 77 | 0 | 0.060283 | 0.058502 | 0.058502 | 77 | 17
78 | 1.3 | 0 | 0.18035 | 0.11957 | 265 | 0.081486 | 0.081486 | 0 | 0.20105 | 0.0033509 | 0.091384 | 0.087333 | 0.087333 | 11 | 78 | 0 | 0.060283 | 0.058502 | 0.058502 | 78 | 17
79 | 1.3167 | 0 | 0.18035 | 0.11687 | 265 | 0.085105 | 0.085105 | 0 | 0.20197 | 0.0033662 | 0.093202 | 0.08899 | 0.08899 | 11 | 79 | 0 | 0.060283 | 0.058502 | 0.058502 | 79 | 17
80 | 1.3333 | 0 | 0.18035 | 0.11423 | 265 | 0.088642 | 0.088642 | 0 | 0.20287 | 0.0033812 | 0.095028 | 0.090652 | 0.090652 | 11 | 80 | 0 | 0.060283 | 0.058502 | 0.058502 | 80 | 17
81 | 1.35 | 0 | 0.18035 | 0.11165 | 265 | 0.092099 | 0.092099 | 0 | 0.20375 | 0.0033959 | 0.096861 | 0.092318 | 0.092318 | 10 | 81 | 0 | 0.060283 | 0.058502 | 0.058502 | 81 | 17
82 | 1.3667 | 0 | 0.18035 | 0.10913 | 265 | 0.095478 | 0.095478 | 0 | 0.20461 | 0.0034102 | 0.098703 | 0.093988 | 0.093988 | 10 | 82 | 0 | 0.060283 | 0.058502 | 0.058502 | 82 | 17
83 | 1.3833 | 0 | 0.18035 | 0.10667 | 265 | 0.098781 | 0.098781 | 0 | 0.20545 | 0.0034242 | 0.10055 | 0.095662 | 0.095662 | 10 | 83 | 0 | 0.060283 | 0.058502 | 0.058502 | 83 | 17
84 | 1.4 | 0 | 0.18035 | 0.10426 | 265 | 0.10201 | 0.10201 | 0 | 0.20627 | 0.0034378 | 0.10241 | 0.097339 | 0.097339 | 10 | 84 | 0 | 0.060283 | 0.058502 | 0.058502 | 84 | 17
85 | 1.4167 | 0 | 0.18035 | 0.10191 | 265 | 0.10516 | 0.10516 | 0 | 0.20707 | 0.0034512 | 0.10427 | 0.09902 | 0.09902 | 10 | 85 | 0 | 0.060283 | 0.058502 | 0.058502 | 85 | 17
86 | 1.4333 | 0 | 0.18035 | 0.099606 | 265 | 0.10825 | 0.10825 | 0 | 0.20786 | 0.0034643 | 0.10614 | 0.1007 | 0.1007 | 9 | 86 | 0 | 0.060283 | 0.058502 | 0.058502 | 86 | 17
87 | 1.45 | 0 | 0.18035 | 0.097357 | 265 | 0.11126 | 0.11126 | 0 | 0.20862 | 0.003477 | 0.10802 | 0.10239 | 0.10239 | 9 | 87 | 0 | 0.060283 | 0.058502 | 0.058502 | 87 | 17
88 | 1.4667 | 0 | 0.18035 | 0.09516 | 265 | 0.11421 | 0.11421 | 0 | 0.20937 | 0.0034895 | 0.1099 | 0.10408 | 0.10408 | 9 | 88 | 0 | 0.060283 | 0.058502 | 0.058502 | 88 | 17
89 | 1.4833 | 0 | 0.18035 | 0.093011 | 265 | 0.11709 | 0.11709 | 0 | 0.2101 | 0.0035017 | 0.1118 | 0.10577 | 0.10577 | 9 | 89 | 0 | 0.060283 | 0.058502 | 0.058502 | 89 | 17
90 | 1.5 | 0 | 0.18035 | 0.090912 | 265 | 0.11991 | 0.11991 | 0 | 0.21082 | 0.0035136 | 0.11369 | 0.10747 | 0.10747 | 9 | 90 | 0 | 0.060283 | 0.058502 | 0.058502 | 90 | 17
91 | 1.5167 | 0 | 0.18035 | 0.088859 | 265 | 0.12266 | 0.12266 | 0 | 0.21152 | 0.0035253 | 0.1156 | 0.10917 | 0.10917 | 9 | 91 | 0 | 0.060283 | 0.058502 | 0.058502 | 91 | 17
92 | 1.5333 | 0 | 0.18035 | 0.086854 | 265 | 0.12535 | 0.12535 | 0 | 0.2122 | 0.0035367 | 0.11751 | 0.11087 | 0.11087 | 9 | 92 | 0 | 0.060283 | 0.058502 | 0.058502 | 92 | 17
93 | 1.55 | 0 | 0.18035 | 0.084893 | 265 | 0.12797 | 0.12797 | 0 | 0.21287 | 0.0035478 | 0.11942 | 0.11257 | 0.11257 | 8 | 93 | 0 | 0.060283 | 0.058502 | 0.058502 | 93 | 17
94 | 1.5667 | 0 | 0.18035 | 0.082976 | 265 | 0.13054 | 0.13054 | 0 | 0.21352 | 0.0035587 | 0.12134 | 0.11427 | 0.11427 | 8 | 94 | 0 | 0.060283 | 0.058502 | 0.058502 | 94 | 17
95 | 1.5833 | 0 | 0.18035 | 0.081103 | 265 | 0.13306 | 0.13306 | 0 | 0.21416 | 0.0035693 | 0.12327 | 0.11598 | 0.11598 | 8 | 95 | 0 | 0.060283 | 0.058502 | 0.058502 | 95 | 17
96 | 1.6 | 0 | 0.18035 | 0.079272 | 265 | 0.13551 | 0.13551 | 0 | 0.21478 | 0.0035797 | 0.1252 | 0.11768 | 0.11768 | 8 | 96 | 0 | 0.060283 | 0.058502 | 0.058502 | 96 | 17
97 | 1.6167 | 0 | 0.18035 | 0.077483 | 265 | 0.13791 | 0.13791 | 0 | 0.21539 | 0.0035899 | 0.12714 | 0.11939 | 0.11939 | 8 | 97 | 0 | 0.060283 | 0.058502 | 0.058502 | 97 | 17
98 | 1.6333 | 0 | 0.18035 | 0.075734 | 265 | 0.14025 | 0.14025 | 0 | 0.21599 | 0.0035998 | 0.12909 | 0.1211 | 0.1211 | 8 | 98 | 0 | 0.060283 | 0.058502 | 0.058502 | 98 | 17
99 | 1.65 | 0 | 0.18035 | 0.074024 | 265 | 0.14255 | 0.14255 | 0 | 0.21657 | 0.0036095 | 0.13104 | 0.12281 | 0.12281 | 8 | 99 | 0 | 0.060283 | 0.058502 | 0.058502 | 99 | 17
100 | 1.6667 | 0 | 0.18035 | 0.072353 | 265 | 0.14479 | 0.14479 | 0 | 0.21714 | 0.003619 | 0.13299 | 0.12453 | 0.12453 | 8 | 100 | 0 | 0.060283 | 0.058502 | 0.058502 | 100 | 17
101 | 1.6833 | 0 | 0.18035 | 0.07072 | 265 | 0.14698 | 0.14698 | 0 | 0.2177 | 0.0036283 | 0.13495 | 0.12624 | 0.12624 | 7 | 101 | 0 | 0.060283 | 0.058502 | 0.058502 | 101 | 17
102 | 1.7 | 0 | 0.18035 | 0.069123 | 265 | 0.14912 | 0.14912 | 0 | 0.21824 | 0.0036373 | 0.13691 | 0.12795 | 0.12795 | 7 | 102 | 0 | 0.060283 | 0.058502 | 0.058502 | 102 | 17
103 | 1.7167 | 0 | 0.18035 | 0.067563 | 265 | 0.15121 | 0.15121 | 0 | 0.21877 | 0.0036462 | 0.13888 | 0.12967 | 0.12967 | 7 | 103 | 0 | 0.060283 | 0.058502 | 0.058502 | 103 | 17
104 | 1.7333 | 0 | 0.18035 | 0.066038 | 265 | 0.15325 | 0.15325 | 0 | 0.21929 | 0.0036549 | 0.14086 | 0.13139 | 0.13139 | 7 | 104 | 0 | 0.060283 | 0.058502 | 0.058502 | 104 | 17
105 | 1.75 | 0 | 0.18035 | 0.064547 | 265 | 0.15525 | 0.15525 | 0 | 0.2198 | 0.0036633 | 0.14283 | 0.1331 | 0.1331 | 7 | 105 | 0 | 0.060283 | 0.058502 | 0.058502 | 105 | 17
106 | 1.7667 | 0 | 0.18035 | 0.06309 | 265 | 0.15721 | 0.15721 | 0 | 0.2203 | 0.0036716 | 0.14482 | 0.13482 | 0.13482 | 7 | 106 | 0 | 0.060283 | 0.058502 | 0.058502 | 106 | 17
107 | 1.7833 | 0 | 0.18035 | 0.061665 | 265 | 0.15912 | 0.15912 | 0 | 0.22078 | 0.0036797 | 0.1468 | 0.13654 | 0.13654 | 7 | 107 | 0 | 0.060283 | 0.058502 | 0.058502 | 107 | 17
108 | 1.8 | 0 | 0.18035 | 0.060273 | 265 | 0.16098 | 0.16098 | 0 | 0.22125 | 0.0036876 | 0.1488 | 0.13825 | 0.13825 | 7 | 108 | 0 | 0.060283 | 0.058502 | 0.058502 | 108 | 17
109 | 1.8167 | 0 | 0.18035 | 0.058913 | 265 | 0.16281 | 0.16281 | 0 | 0.22172 | 0.0036953 | 0.15079 | 0.13997 | 0.13997 | 7 | 109 | 0 | 0.060283 | 0.058502 | 0.058502 | 109 | 17
110 | 1.8333 | 0 | 0.18035 | 0.057583 | 265 | 0.16459 | 0.16459 | 0 | 0.22217 | 0.0037029 | 0.15279 | 0.14169 | 0.14169 | 7 | 110 | 0 | 0.060283 | 0.058502 | 0.058502 | 110 | 17
111 | 1.85 | 0 | 0.18035 | 0.056283 | 265 | 0.16633 | 0.16633 | 0 | 0.22261 | 0.0037102 | 0.15479 | 0.14341 | 0.14341 | 6 | 111 | 0 | 0.060283 | 0.058502 | 0.058502 | 111 | 17
112 | 1.8667 | 0 | 0.18035 | 0.055012 | 265 | 0.16803 | 0.16803 | 0 | 0.22305 | 0.0037175 | 0.1568 | 0.14513 | 0.14513 | 6 | 112 | 0 | 0.060283 | 0.058502 | 0.058502 | 112 | 17
113 | 1.8833 | 0 | 0.18035 | 0.05377 | 265 | 0.1697 | 0.1697 | 0 | 0.22347 | 0.0037245 | 0.15881 | 0.14684 | 0.14684 | 6 | 113 | 0 | 0.060283 | 0.058502 | 0.058502 | 113 | 17
114 | 1.9 | 0 | 0.18035 | 0.052557 | 265 | 0.17133 | 0.17133 | 0 | 0.22388 | 0.0037314 | 0.16083 | 0.14856 | 0.14856 | 6 | 114 | 0 | 0.060283 | 0.058502 | 0.058502 | 114 | 17
115 | 1.9167 | 0 | 0.18035 | 0.05137 | 265 | 0.17292 | 0.17292 | 0 | 0.22429 | 0.0037381 | 0.16285 | 0.15028 | 0.15028 | 6 | 115 | 0 | 0.060283 | 0.058502 | 0.058502 | 115 | 17
116 | 1.9333 | 0 | 0.18035 | 0.05021 | 265 | 0.17447 | 0.17447 | 0 | 0.22468 | 0.0037447 | 0.16487 | 0.15199 | 0.15199 | 6 | 116 | 0 | 0.060283 | 0.058502 | 0.058502 | 116 | 17
117 | 1.95 | 0 | 0.18035 | 0.049077 | 265 | 0.17599 | 0.17599 | 0 | 0.22507 | 0.0037512 | 0.16689 | 0.15371 | 0.15371 | 6 | 117 | 0 | 0.060283 | 0.058502 | 0.058502 | 117 | 17
118 | 1.9667 | 0 | 0.18035 | 0.047969 | 265 | 0.17748 | 0.17748 | 0 | 0.22545 | 0.0037574 | 0.16892 | 0.15543 | 0.15543 | 6 | 118 | 0 | 0.060283 | 0.058502 | 0.058502 | 118 | 17
119 | 1.9833 | 0 | 0.18035 | 0.046886 | 265 | 0.17893 | 0.17893 | 0 | 0.22582 | 0.0037636 | 0.17096 | 0.15714 | 0.15714 | 6 | 119 | 0 | 0.060283 | 0.058502 | 0.058502 | 119 | 17
120 | 2 | 0 | 0.18035 | 0.045828 | 265 | 0.18035 | 0.18035 | 0 | 0.22618 | 0.0037696 | 0.17299 | 0.15885 | 0.15885 | 6 | 120 | 0 | 0.060283 | 0.058502 | 0.058502 | 120 | 17
121 | 2.0167 | 0 | 0.18035 | 0.044793 | 0 | 0.18035 | 0.17628 | 0 | 0.22107 | 0.0036845 | 0.17498 | 0.16053 | 0.16053 | 6 | 121 | 0 | 0.060283 | 0.058502 | 0.058502 | 121 | 17
122 | 2.0333 | 0 | 0.18035 | 0.043782 | 0 | 0.18035 | 0.1723 | 0 | 0.21608 | 0.0036013 | 0.17693 | 0.16216 | 0.16216 | 6 | 122 | 0 | 0.060283 | 0.058502 | 0.058502 | 122 | 17
123 | 2.05 | 0 | 0.18035 | 0.042794 | 0 | 0.18035 | 0.16841 | 0 | 0.2112 | 0.00352 | 0.17883 | 0.16375 | 0.16375 | 6 | 123 | 0 | 0.060283 | 0.058502 | 0.058502 | 123 | 17
124 | 2.0667 | 0 | 0.18035 | 0.041828 | 0 | 0.18035 | 0.16461 | 0 | 0.20643 | 0.0034406 | 0.18068 | 0.1653 | 0.1653 | 6 | 124 | 0 | 0.060283 | 0.058502 | 0.058502 | 124 | 17
125 | 2.0833 | 0 | 0.18035 | 0.040883 | 0 | 0.18035 | 0.16089 | 0 | 0.20177 | 0.0033629 | 0.1825 | 0.16682 | 0.16682 | 5 | 125 | 0 | 0.060283 | 0.058502 | 0.058502 | 125 | 17
126 | 2.1 | 0 | 0.18035 | 0.03996 | 0 | 0.18035 | 0.15726 | 0 | 0.19722 | 0.003287 | 0.18427 | 0.16829 | 0.16829 | 5 | 126 | 0 | 0.060283 | 0.058502 | 0.058502 | 126 | 17
127 | 2.1167 | 0 | 0.18035 | 0.039058 | 0 | 0.18035 | 0.15371 | 0 | 0.19277 | 0.0032128 | 0.18601 | 0.16973 | 0.16973 | 5 | 127 | 0 | 0.060283 | 0.058502 | 0.058502 | 127 | 17
128 | 2.1333 | 0 | 0.18035 | 0.038177 | 0 | 0.18035 | 0.15024 | 0 | 0.18841 | 0.0031402 | 0.18771 | 0.17114 | 0.17114 | 5 | 128 | 0 | 0.060283 | 0.058502 | 0.058502 | 128 | 17
129 | 2.15 | 0 | 0.18035 | 0.037315 | 0 | 0.18035 | 0.14685 | 0 | 0.18416 | 0.0030694 | 0.18936 | 0.17251 | 0.17251 | 5 | 129 | 0 | 0.060283 | 0.058502 | 0.058502 | 129 | 17
130 | 2.1667 | 0 | 0.18035 | 0.036472 | 0 | 0.18035 | 0.14353 | 0 | 0.18 | 0.0030001 | 0.19098 | 0.17385 | 0.17385 | 5 | 130 | 0 | 0.060283 | 0.058502 | 0.058502 | 130 | 17
131 | 2.1833 | 0 | 0.18035 | 0.035649 | 0 | 0.18035 | 0.14029 | 0 | 0.17594 | 0.0029323 | 0.19257 | 0.17516 | 0.17516 | 5 | 131 | 0 | 0.060283 | 0.058502 | 0.058502 | 131 | 17
132 | 2.2 | 0 | 0.18035 | 0.034844 | 0 | 0.18035 | 0.13712 | 0 | 0.17197 | 0.0028661 | 0.19411 | 0.17644 | 0.17644 | 5 | 132 | 0 | 0.060283 | 0.058502 | 0.058502 | 132 | 17
133 | 2.2167 | 0 | 0.18035 | 0.034058 | 0 | 0.18035 | 0.13403 | 0 | 0.16809 | 0.0028014 | 0.19563 | 0.17768 | 0.17768 | 5 | 133 | 0 | 0.060283 | 0.058502 | 0.058502 | 133 | 17
134 | 2.2333 | 0 | 0.18035 | 0.033289 | 0 | 0.18035 | 0.131 | 0 | 0.16429 | 0.0027382 | 0.19711 | 0.1789 | 0.1789 | 5 | 134 | 0 | 0.060283 | 0.058502 | 0.058502 | 134 | 17
135 | 2.25 | 0 | 0.18035 | 0.032537 | 0 | 0.18035 | 0.12805 | 0 | 0.16058 | 0.0026764 | 0.19855 | 0.18008 | 0.18008 | 5 | 135 | 0 | 0.060283 | 0.058502 | 0.058502 | 135 | 17
136 | 2.2667 | 0 | 0.18035 | 0.031803 | 0 | 0.18035 | 0.12516 | 0 | 0.15696 | 0.002616 | 0.19996 | 0.18124 | 0.18124 | 5 | 136 | 0 | 0.060283 | 0.058502 | 0.058502 | 136 | 17
137 | 2.2833 | 0 | 0.18035 | 0.031085 | 0 | 0.18035 | 0.12233 | 0 | 0.15341 | 0.0025569 | 0.20134 | 0.18237 | 0.18237 | 5 | 137 | 0 | 0.060283 | 0.058502 | 0.058502 | 137 | 17
138 | 2.3 | 0 | 0.18035 | 0.030383 | 0 | 0.18035 | 0.11957 | 0 | 0.14995 | 0.0024992 | 0.20269 | 0.18347 | 0.18347 | 5 | 138 | 0 | 0.060283 | 0.058502 | 0.058502 | 138 | 17
139 | 2.3167 | 0 | 0.18035 | 0.029697 | 0 | 0.18035 | 0.11687 | 0 | 0.14657 | 0.0024428 | 0.20401 | 0.18455 | 0.18455 | 5 | 139 | 0 | 0.060283 | 0.058502 | 0.058502 | 139 | 17
140 | 2.3333 | 0 | 0.18035 | 0.029027 | 0 | 0.18035 | 0.11423 | 0 | 0.14326 | 0.0023876 | 0.2053 | 0.1856 | 0.1856 | 5 | 140 | 0 | 0.060283 | 0.058502 | 0.058502 | 140 | 17
141 | 2.35 | 0 | 0.18035 | 0.028372 | 0 | 0.18035 | 0.11165 | 0 | 0.14002 | 0.0023337 | 0.20656 | 0.18662 | 0.18662 | 5 | 141 | 0 | 0.060283 | 0.058502 | 0.058502 | 141 | 17
142 | 2.3667 | 0 | 0.18035 | 0.027731 | 0 | 0.18035 | 0.10913 | 0 | 0.13686 | 0.002281 | 0.20779 | 0.18763 | 0.18763 | 5 | 142 | 0 | 0.060283 | 0.058502 | 0.058502 | 142 | 17
143 | 2.3833 | 0 | 0.18035 | 0.027105 | 0 | 0.18035 | 0.10667 | 0 | 0.13377 | 0.0022296 | 0.209 | 0.1886 | 0.1886 | 5 | 143 | 0 | 0.060283 | 0.058502 | 0.058502 | 143 | 17
144 | 2.4 | 0 | 0.18035 | 0.026493 | 0 | 0.18035 | 0.10426 | 0 | 0.13075 | 0.0021792 | 0.21017 | 0.18956 | 0.18956 | 5 | 144 | 0 | 0.060283 | 0.058502 | 0.058502 | 144 | 17
145 | 2.4167 | 0 | 0.18035 | 0.025895 | 0 | 0.18035 | 0.10191 | 0 | 0.1278 | 0.00213 | 0.21132 | 0.19049 | 0.19049 | 5 | 145 | 0 | 0.060283 | 0.058502 | 0.058502 | 145 | 17
146 | 2.4333 | 0 | 0.18035 | 0.025311 | 0 | 0.18035 | 0.099606 | 0 | 0.12492 | 0.0020819 | 0.21245 | 0.1914 | 0.1914 | 5 | 146 | 0 | 0.060283 | 0.058502 | 0.058502 | 146 | 17
147 | 2.45 | 0 | 0.18035 | 0.024739 | 0 | 0.18035 | 0.097357 | 0 | 0.1221 | 0.0020349 | 0.21355 | 0.19229 | 0.19229 | 5 | 147 | 0 | 0.060283 | 0.058502 | 0.058502 | 147 | 17
148 | 2.4667 | 0 | 0.18035 | 0.024181 | 0 | 0.18035 | 0.09516 | 0 | 0.11934 | 0.001989 | 0.21462 | 0.19315 | 0.19315 | 5 | 148 | 0 | 0.060283 | 0.058502 | 0.058502 | 148 | 17
149 | 2.4833 | 0 | 0.18035 | 0.023635 | 0 | 0.18035 | 0.093011 | 0 | 0.11665 | 0.0019441 | 0.21567 | 0.194 | 0.194 | 5 | 149 | 0 | 0.060283 | 0.058502 | 0.058502 | 149 | 17
150 | 2.5 | 0 | 0.18035 | 0.023101 | 0 | 0.18035 | 0.090912 | 0 | 0.11401 | 0.0019002 | 0.2167 | 0.19483 | 0.19483 | 5 | 150 | 0 | 0.060283 | 0.058502 | 0.058502 | 150 | 17
151 | 2.5167 | 0 | 0.18035 | 0.02258 | 0 | 0.18035 | 0.088859 | 0 | 0.11144 | 0.0018573 | 0.2177 | 0.19563 | 0.19563 | 5 | 151 | 0 | 0.060283 | 0.058502 | 0.058502 | 151 | 17
152 | 2.5333 | 0 | 0.18035 | 0.02207 | 0 | 0.18035 | 0.086854 | 0 | 0.10892 | 0.0018154 | 0.21868 | 0.19642 | 0.19642 | 5 | 152 | 0 | 0.060283 | 0.058502 | 0.058502 | 152 | 17
153 | 2.55 | 0 | 0.18035 | 0.021572 | 0 | 0.18035 | 0.084893 | 0 | 0.10646 | 0.0017744 | 0.21964 | 0.19719 | 0.19719 | 5 | 153 | 0 | 0.060283 | 0.058502 | 0.058502 | 153 | 17
154 | 2.5667 | 0 | 0.18035 | 0.021085 | 0 | 0.18035 | 0.082976 | 0 | 0.10406 | 0.0017344 | 0.22058 | 0.19794 | 0.19794 | 5 | 154 | 0 | 0.060283 | 0.058502 | 0.058502 | 154 | 17
155 | 2.5833 | 0 | 0.18035 | 0.020609 | 0 | 0.18035 | 0.081103 | 0 | 0.10171 | 0.0016952 | 0.22149 | 0.19868 | 0.19868 | 5 | 155 | 0 | 0.060283 | 0.058502 | 0.058502 | 155 | 17
156 | 2.6 | 0 | 0.18035 | 0.020144 | 0 | 0.18035 | 0.079272 | 0 | 0.099416 | 0.0016569 | 0.22239 | 0.19939 | 0.19939 | 5 | 156 | 0 | 0.060283 | 0.058502 | 0.058502 | 156 | 17
157 | 2.6167 | 0 | 0.18035 | 0.019689 | 0 | 0.18035 | 0.077483 | 0 | 0.097172 | 0.0016195 | 0.22326 | 0.20009 | 0.20009 | 4 | 157 | 0 | 0.060283 | 0.058502 | 0.058502 | 157 | 17
158 | 2.6333 | 0 | 0.18035 | 0.019244 | 0 | 0.18035 | 0.075734 | 0 | 0.094978 | 0.001583 | 0.22412 | 0.20078 | 0.20078 | 4 | 158 | 0 | 0.060283 | 0.058502 | 0.058502 | 158 | 17
159 | 2.65 | 0 | 0.18035 | 0.01881 | 0 | 0.18035 | 0.074024 | 0 | 0.092834 | 0.0015472 | 0.22495 | 0.20144 | 0.20144 | 4 | 159 | 0 | 0.060283 | 0.058502 | 0.058502 | 159 | 17
160 | 2.6667 | 0 | 0.18035 | 0.018385 | 0 | 0.18035 | 0.072353 | 0 | 0.090738 | 0.0015123 | 0.22577 | 0.2021 | 0.2021 | 4 | 160 | 0 | 0.060283 | 0.058502 | 0.058502 | 160 | 17
161 | 2.6833 | 0 | 0.18035 | 0.01797 | 0 | 0.18035 | 0.07072 | 0 | 0.08869 | 0.0014782 | 0.22657 | 0.20273 | 0.20273 | 4 | 161 | 0 | 0.060283 | 0.058502 | 0.058502 | 161 | 17
162 | 2.7 | 0 | 0.18035 | 0.017565 | 0 | 0.18035 | 0.069123 | 0 | 0.086688 | 0.0014448 | 0.22735 | 0.20336 | 0.20336 | 4 | 162 | 0 | 0.060283 | 0.058502 | 0.058502 | 162 | 17
163 | 2.7167 | 0 | 0.18035 | 0.017168 | 0 | 0.18035 | 0.067563 | 0 | 0.084731 | 0.0014122 | 0.22811 | 0.20396 | 0.20396 | 4 | 163 | 0 | 0.060283 | 0.058502 | 0.058502 | 163 | 17
164 | 2.7333 | 0 | 0.18035 | 0.016781 | 0 | 0.18035 | 0.066038 | 0 | 0.082818 | 0.0013803 | 0.22885 | 0.20456 | 0.20456 | 4 | 164 | 0 | 0.060283 | 0.058502 | 0.058502 | 164 | 17
165 | 2.75 | 0 | 0.18035 | 0.016402 | 0 | 0.18035 | 0.064547 | 0 | 0.080949 | 0.0013491 | 0.22958 | 0.20513 | 0.20513 | 4 | 165 | 0 | 0.060283 | 0.058502 | 0.058502 | 165 | 17
166 | 2.7667 | 0 | 0.18035 | 0.016032 | 0 | 0.18035 | 0.06309 | 0 | 0.079121 | 0.0013187 | 0.23029 | 0.2057 | 0.2057 | 4 | 166 | 0 | 0.060283 | 0.058502 | 0.058502 | 166 | 17
167 | 2.7833 | 0 | 0.18035 | 0.01567 | 0 | 0.18035 | 0.061665 | 0 | 0.077335 | 0.0012889 | 0.23099 | 0.20625 | 0.20625 | 4 | 167 | 0 | 0.060283 | 0.058502 | 0.058502 | 167 | 17
168 | 2.8 | 0 | 0.18035 | 0.015316 | 0 | 0.18035 | 0.060273 | 0 | 0.075589 | 0.0012598 | 0.23167 | 0.20679 | 0.20679 | 4 | 168 | 0 | 0.060283 | 0.058502 | 0.058502 | 168 | 17
169 | 2.8167 | 0 | 0.18035 | 0.01497 | 0 | 0.18035 | 0.058913 | 0 | 0.073883 | 0.0012314 | 0.23234 | 0.20732 | 0.20732 | 4 | 169 | 0 | 0.060283 | 0.058502 | 0.058502 | 169 | 17
170 | 2.8333 | 0 | 0.18035 | 0.014632 | 0 | 0.18035 | 0.057583 | 0 | 0.072215 | 0.0012036 | 0.23299 | 0.20784 | 0.20784 | 4 | 170 | 0 | 0.060283 | 0.058502 | 0.058502 | 170 | 17
171 | 2.85 | 0 | 0.18035 | 0.014302 | 0 | 0.18035 | 0.056283 | 0 | 0.070585 | 0.0011764 | 0.23362 | 0.20834 | 0.20834 | 4 | 171 | 0 | 0.060283 | 0.058502 | 0.058502 | 171 | 17
172 | 2.8667 | 0 | 0.18035 | 0.013979 | 0 | 0.18035 | 0.055012 | 0 | 0.068991 | 0.0011499 | 0.23424 | 0.20883 | 0.20883 | 4 | 172 | 0 | 0.060283 | 0.058502 | 0.058502 | 172 | 17
173 | 2.8833 | 0 | 0.18035 | 0.013663 | 0 | 0.18035 | 0.05377 | 0 | 0.067434 | 0.0011239 | 0.23485 | 0.20931 | 0.20931 | 4 | 173 | 0 | 0.060283 | 0.058502 | 0.058502 | 173 | 17
174 | 2.9 | 0 | 0.18035 | 0.013355 | 0 | 0.18035 | 0.052557 | 0 | 0.065912 | 0.0010985 | 0.23544 | 0.20978 | 0.20978 | 4 | 174 | 0 | 0.060283 | 0.058502 | 0.058502 | 174 | 17
175 | 2.9167 | 0 | 0.18035 | 0.013053 | 0 | 0.18035 | 0.05137 | 0 | 0.064424 | 0.0010737 | 0.23602 | 0.21024 | 0.21024 | 4 | 175 | 0 | 0.060283 | 0.058502 | 0.058502 | 175 | 17
176 | 2.9333 | 0 | 0.18035 | 0.012759 | 0 | 0.18035 | 0.05021 | 0 | 0.062969 | 0.0010495 | 0.23659 | 0.21068 | 0.21068 | 4 | 176 | 0 | 0.060283 | 0.058502 | 0.058502 | 176 | 17
177 | 2.95 | 0 | 0.18035 | 0.012471 | 0 | 0.18035 | 0.049077 | 0 | 0.061548 | 0.0010258 | 0.23714 | 0.21112 | 0.21112 | 4 | 177 | 0 | 0.060283 | 0.058502 | 0.058502 | 177 | 17
178 | 2.9667 | 0 | 0.18035 | 0.012189 | 0 | 0.18035 | 0.047969 | 0 | 0.060158 | 0.0010026 | 0.23768 | 0.21155 | 0.21155 | 4 | 178 | 0 | 0.060283 | 0.058502 | 0.058502 | 178 | 17
179 | 2.9833 | 0 | 0.18035 | 0.011914 | 0 | 0.18035 | 0.046886 | 0 | 0.0588 | 0.00098 | 0.23821 | 0.21197 | 0.21197 | 4 | 179 | 0 | 0.060283 | 0.058502 | 0.058502 | 179 | 17
180 | 3 | 0 | 0.18035 | 0.011645 | 0 | 0.18035 | 0.045828 | 0 | 0.057473 | 0.00095788 | 0.23873 | 0.21237 | 0.21237 | 4 | 180 | 0 | 0.060283 | 0.058502 | 0.058502 | 180 | 17
181 | 3.0167 | 0 | 0.18035 | 0.011382 | 0 | 0.18035 | 0.044793 | 0 | 0.056175 | 0.00093626 | 0.23924 | 0.21277 | 0.21277 | 4 | 181 | 0 | 0.060283 | 0.058502 | 0.058502 | 181 | 17
182 | 3.0333 | 0 | 0.18035 | 0.011125 | 0 | 0.18035 | 0.043782 | 0 | 0.054907 | 0.00091512 | 0.23973 | 0.21316 | 0.21316 | 4 | 182 | 0 | 0.060283 | 0.058502 | 0.058502 | 182 | 17
183 | 3.05 | 0 | 0.18035 | 0.010874 | 0 | 0.18035 | 0.042794 | 0 | 0.053668 | 0.00089446 | 0.24021 | 0.21354 | 0.21354 | 4 | 183 | 0 | 0.060283 | 0.058502 | 0.058502 | 183 | 17
184 | 3.0667 | 0 | 0.18035 | 0.010629 | 0 | 0.18035 | 0.041828 | 0 | 0.052456 | 0.00087427 | 0.24069 | 0.21391 | 0.21391 | 4 | 184 | 0 | 0.060283 | 0.058502 | 0.058502 | 184 | 17
185 | 3.0833 | 0 | 0.18035 | 0.010389 | 0 | 0.18035 | 0.040883 | 0 | 0.051272 | 0.00085453 | 0.24115 | 0.21427 | 0.21427 | 4 | 185 | 0 | 0.060283 | 0.058502 | 0.058502 | 185 | 17
186 | 3.1 | 0 | 0.18035 | 0.010154 | 0 | 0.18035 | 0.03996 | 0 | 0.050115 | 0.00083524 | 0.2416 | 0.21463 | 0.21463 | 4 | 186 | 0 | 0.060283 | 0.058502 | 0.058502 | 186 | 17
187 | 3.1167 | 0 | 0.18035 | 0.009925 | 0 | 0.18035 | 0.039058 | 0 | 0.048983 | 0.00081639 | 0.24204 | 0.21497 | 0.21497 | 4 | 187 | 0 | 0.060283 | 0.058502 | 0.058502 | 187 | 17
188 | 3.1333 | 0 | 0.18035 | 0.0097009 | 0 | 0.18035 | 0.038177 | 0 | 0.047878 | 0.00079796 | 0.24247 | 0.21531 | 0.21531 | 4 | 188 | 0 | 0.060283 | 0.058502 | 0.058502 | 188 | 17
189 | 3.15 | 0 | 0.18035 | 0.0094819 | 0 | 0.18035 | 0.037315 | 0 | 0.046797 | 0.00077995 | 0.24289 | 0.21564 | 0.21564 | 4 | 189 | 0 | 0.060283 | 0.058502 | 0.058502 | 189 | 17
190 | 3.1667 | 0 | 0.18035 | 0.0092679 | 0 | 0.18035 | 0.036472 | 0 | 0.04574 | 0.00076234 | 0.2433 | 0.21597 | 0.21597 | 4 | 190 | 0 | 0.060283 | 0.058502 | 0.058502 | 190 | 17
191 | 3.1833 | 0 | 0.18035 | 0.0090587 | 0 | 0.18035 | 0.035649 | 0 | 0.044708 | 0.00074513 | 0.2437 | 0.21628 | 0.21628 | 4 | 191 | 0 | 0.060283 | 0.058502 | 0.058502 | 191 | 17
192 | 3.2 | 0 | 0.18035 | 0.0088542 | 0 | 0.18035 | 0.034844 | 0 | 0.043698 | 0.00072831 | 0.2441 | 0.21659 | 0.21659 | 4 | 192 | 0 | 0.060283 | 0.058502 | 0.058502 | 192 | 17
193 | 3.2167 | 0 | 0.18035 | 0.0086543 | 0 | 0.18035 | 0.034058 | 0 | 0.042712 | 0.00071187 | 0.24448 | 0.21689 | 0.21689 | 4 | 193 | 0 | 0.060283 | 0.058502 | 0.058502 | 193 | 17
194 | 3.2333 | 0 | 0.18035 | 0.0084589 | 0 | 0.18035 | 0.033289 | 0 | 0.041748 | 0.0006958 | 0.24486 | 0.21718 | 0.21718 | 4 | 194 | 0 | 0.060283 | 0.058502 | 0.058502 | 194 | 17
195 | 3.25 | 0 | 0.18035 | 0.008268 | 0 | 0.18035 | 0.032537 | 0 | 0.040805 | 0.00068009 | 0.24523 | 0.21747 | 0.21747 | 4 | 195 | 0 | 0.060283 | 0.058502 | 0.058502 | 195 | 17
196 | 3.2667 | 0 | 0.18035 | 0.0080813 | 0 | 0.18035 | 0.031803 | 0 | 0.039884 | 0.00066474 | 0.24558 | 0.21775 | 0.21775 | 4 | 196 | 0 | 0.060283 | 0.058502 | 0.058502 | 196 | 17
197 | 3.2833 | 0 | 0.18035 | 0.0078989 | 0 | 0.18035 | 0.031085 | 0 | 0.038984 | 0.00064973 | 0.24594 | 0.21803 | 0.21803 | 4 | 197 | 0 | 0.060283 | 0.058502 | 0.058502 | 197 | 17
198 | 3.3 | 0 | 0.18035 | 0.0077206 | 0 | 0.18035 | 0.030383 | 0 | 0.038104 | 0.00063506 | 0.24628 | 0.2183 | 0.2183 | 4 | 198 | 0 | 0.060283 | 0.058502 | 0.058502 | 198 | 17
199 | 3.3167 | 0 | 0.18035 | 0.0075463 | 0 | 0.18035 | 0.029697 | 0 | 0.037244 | 0.00062073 | 0.24661 | 0.21856 | 0.21856 | 4 | 199 | 0 | 0.060283 | 0.058502 | 0.058502 | 199 | 17
200 | 3.3333 | 0 | 0.18035 | 0.0073759 | 0 | 0.18035 | 0.029027 | 0 | 0.036403 | 0.00060671 | 0.24694 | 0.21881 | 0.21881 | 4 | 200 | 0 | 0.060283 | 0.058502 | 0.058502 | 200 | 17
201 | 3.35 | 0 | 0.18035 | 0.0072094 | 0 | 0.18035 | 0.028372 | 0 | 0.035581 | 0.00059302 | 0.24726 | 0.21906 | 0.21906 | 4 | 201 | 0 | 0.060283 | 0.058502 | 0.058502 | 201 | 17
202 | 3.3667 | 0 | 0.18035 | 0.0070467 | 0 | 0.18035 | 0.027731 | 0 | 0.034778 | 0.00057963 | 0.24757 | 0.21931 | 0.21931 | 4 | 202 | 0 | 0.060283 | 0.058502 | 0.058502 | 202 | 17
203 | 3.3833 | 0 | 0.18035 | 0.0068876 | 0 | 0.18035 | 0.027105 | 0 | 0.033993 | 0.00056655 | 0.24788 | 0.21955 | 0.21955 | 4 | 203 | 0 | 0.060283 | 0.058502 | 0.058502 | 203 | 17
204 | 3.4 | 0 | 0.18035 | 0.0067321 | 0 | 0.18035 | 0.026493 | 0 | 0.033225 | 0.00055376 | 0.24818 | 0.21978 | 0.21978 | 4 | 204 | 0 | 0.060283 | 0.058502 | 0.058502 | 204 | 17
205 | 3.4167 | 0 | 0.18035 | 0.0065801 | 0 | 0.18035 | 0.025895 | 0 | 0.032475 | 0.00054126 | 0.24847 | 0.22001 | 0.22001 | 4 | 205 | 0 | 0.060283 | 0.058502 | 0.058502 | 205 | 17
206 | 3.4333 | 0 | 0.18035 | 0.0064316 | 0 | 0.18035 | 0.025311 | 0 | 0.031742 | 0.00052904 | 0.24876 | 0.22023 | 0.22023 | 4 | 206 | 0 | 0.060283 | 0.058502 | 0.058502 | 206 | 17
207 | 3.45 | 0 | 0.18035 | 0.0062864 | 0 | 0.18035 | 0.024739 | 0 | 0.031026 | 0.00051709 | 0.24904 | 0.22045 | 0.22045 | 4 | 207 | 0 | 0.060283 | 0.058502 | 0.058502 | 207 | 17
208 | 3.4667 | 0 | 0.18035 | 0.0061445 | 0 | 0.18035 | 0.024181 | 0 | 0.030325 | 0.00050542 | 0.24931 | 0.22066 | 0.22066 | 4 | 208 | 0 | 0.060283 | 0.058502 | 0.058502 | 208 | 17
209 | 3.4833 | 0 | 0.18035 | 0.0060058 | 0 | 0.18035 | 0.023635 | 0 | 0.029641 | 0.00049401 | 0.24958 | 0.22087 | 0.22087 | 4 | 209 | 0 | 0.060283 | 0.058502 | 0.058502 | 209 | 17
210 | 3.5 | 0 | 0.18035 | 0.0058702 | 0 | 0.18035 | 0.023101 | 0 | 0.028972 | 0.00048286 | 0.24984 | 0.22107 | 0.22107 | 4 | 210 | 0 | 0.060283 | 0.058502 | 0.058502 | 210 | 17
211 | 3.5167 | 0 | 0.18035 | 0.0057377 | 0 | 0.18035 | 0.02258 | 0 | 0.028317 | 0.00047196 | 0.25009 | 0.22127 | 0.22127 | 4 | 211 | 0 | 0.060283 | 0.058502 | 0.058502 | 211 | 17
212 | 3.5333 | 0 | 0.18035 | 0.0056082 | 0 | 0.18035 | 0.02207 | 0 | 0.027678 | 0.0004613 | 0.25034 | 0.22146 | 0.22146 | 4 | 212 | 0 | 0.060283 | 0.058502 | 0.058502 | 212 | 17
213 | 3.55 | 0 | 0.18035 | 0.0054816 | 0 | 0.18035 | 0.021572 | 0 | 0.027053 | 0.00045089 | 0.25058 | 0.22165 | 0.22165 | 4 | 213 | 0 | 0.060283 | 0.058502 | 0.058502 | 213 | 17
214 | 3.5667 | 0 | 0.18035 | 0.0053578 | 0 | 0.18035 | 0.021085 | 0 | 0.026443 | 0.00044071 | 0.25082 | 0.22184 | 0.22184 | 4 | 214 | 0 | 0.060283 | 0.058502 | 0.058502 | 214 | 17
215 | 3.5833 | 0 | 0.18035 | 0.0052369 | 0 | 0.18035 | 0.020609 | 0 | 0.025846 | 0.00043076 | 0.25105 | 0.22202 | 0.22202 | 4 | 215 | 0 | 0.060283 | 0.058502 | 0.058502 | 215 | 17
216 | 3.6 | 0 | 0.18035 | 0.0051186 | 0 | 0.18035 | 0.020144 | 0 | 0.025262 | 0.00042104 | 0.25128 | 0.2222 | 0.2222 | 4 | 216 | 0 | 0.060283 | 0.058502 | 0.058502 | 216 | 17
217 | 3.6167 | 0 | 0.18035 | 0.0050031 | 0 | 0.18035 | 0.019689 | 0 | 0.024692 | 0.00041153 | 0.2515 | 0.22237 | 0.22237 | 4 | 217 | 0 | 0.060283 | 0.058502 | 0.058502 | 217 | 17
218 | 3.6333 | 0 | 0.18035 | 0.0048901 | 0 | 0.18035 | 0.019244 | 0 | 0.024135 | 0.00040224 | 0.25172 | 0.22254 | 0.22254 | 4 | 218 | 0 | 0.060283 | 0.058502 | 0.058502 | 218 | 17
219 | 3.65 | 0 | 0.18035 | 0.0047798 | 0 | 0.18035 | 0.01881 | 0 | 0.02359 | 0.00039316 | 0.25193 | 0.2227 | 0.2227 | 4 | 219 | 0 | 0.060283 | 0.058502 | 0.058502 | 219 | 17
220 | 3.6667 | 0 | 0.18035 | 0.0046719 | 0 | 0.18035 | 0.018385 | 0 | 0.023057 | 0.00038429 | 0.25214 | 0.22287 | 0.22287 | 4 | 220 | 0 | 0.060283 | 0.058502 | 0.058502 | 220 | 17
221 | 3.6833 | 0 | 0.18035 | 0.0045664 | 0 | 0.18035 | 0.01797 | 0 | 0.022537 | 0.00037561 | 0.25234 | 0.22302 | 0.22302 | 4 | 221 | 0 | 0.060283 | 0.058502 | 0.058502 | 221 | 17
222 | 3.7 | 0 | 0.18035 | 0.0044633 | 0 | 0.18035 | 0.017565 | 0 | 0.022028 | 0.00036713 | 0.25254 | 0.22318 | 0.22318 | 4 | 222 | 0 | 0.060283 | 0.058502 | 0.058502 | 222 | 17
223 | 3.7167 | 0 | 0.18035 | 0.0043625 | 0 | 0.18035 | 0.017168 | 0 | 0.021531 | 0.00035885 | 0.25274 | 0.22333 | 0.22333 | 4 | 223 | 0 | 0.060283 | 0.058502 | 0.058502 | 223 | 17
224 | 3.7333 | 0 | 0.18035 | 0.0042641 | 0 | 0.18035 | 0.016781 | 0 | 0.021045 | 0.00035074 | 0.25293 | 0.22347 | 0.22347 | 4 | 224 | 0 | 0.060283 | 0.058502 | 0.058502 | 224 | 17
225 | 3.75 | 0 | 0.18035 | 0.0041678 | 0 | 0.18035 | 0.016402 | 0 | 0.02057 | 0.00034283 | 0.25311 | 0.22362 | 0.22362 | 4 | 225 | 0 | 0.060283 | 0.058502 | 0.058502 | 225 | 17
226 | 3.7667 | 0 | 0.18035 | 0.0040737 | 0 | 0.18035 | 0.016032 | 0 | 0.020105 | 0.00033509 | 0.25329 | 0.22376 | 0.22376 | 4 | 226 | 0 | 0.060283 | 0.058502 | 0.058502 | 226 | 17
227 | 3.7833 | 0 | 0.18035 | 0.0039818 | 0 | 0.18035 | 0.01567 | 0 | 0.019651 | 0.00032752 | 0.25347 | 0.2239 | 0.2239 | 4 | 227 | 0 | 0.060283 | 0.058502 | 0.058502 | 227 | 17
228 | 3.8 | 0 | 0.18035 | 0.0038919 | 0 | 0.18035 | 0.015316 | 0 | 0.019208 | 0.00032013 | 0.25364 | 0.22403 | 0.22403 | 4 | 228 | 0 | 0.060283 | 0.058502 | 0.058502 | 228 | 17
229 | 3.8167 | 0 | 0.18035 | 0.003804 | 0 | 0.18035 | 0.01497 | 0 | 0.018774 | 0.0003129 | 0.25381 | 0.22416 | 0.22416 | 4 | 229 | 0 | 0.060283 | 0.058502 | 0.058502 | 229 | 17
230 | 3.8333 | 0 | 0.18035 | 0.0037181 | 0 | 0.18035 | 0.014632 | 0 | 0.01835 | 0.00030584 | 0.25398 | 0.22429 | 0.22429 | 4 | 230 | 0 | 0.060283 | 0.058502 | 0.058502 | 230 | 17
231 | 3.85 | 0 | 0.18035 | 0.0036342 | 0 | 0.18035 | 0.014302 | 0 | 0.017936 | 0.00029893 | 0.25414 | 0.22441 | 0.22441 | 4 | 231 | 0 | 0.060283 | 0.058502 | 0.058502 | 231 | 17
232 | 3.8667 | 0 | 0.18035 | 0.0035522 | 0 | 0.18035 | 0.013979 | 0 | 0.017531 | 0.00029219 | 0.25429 | 0.22454 | 0.22454 | 4 | 232 | 0 | 0.060283 | 0.058502 | 0.058502 | 232 | 17
233 | 3.8833 | 0 | 0.18035 | 0.003472 | 0 | 0.18035 | 0.013663 | 0 | 0.017135 | 0.00028559 | 0.25445 | 0.22466 | 0.22466 | 4 | 233 | 0 | 0.060283 | 0.058502 | 0.058502 | 233 | 17
234 | 3.9 | 0 | 0.18035 | 0.0033936 | 0 | 0.18035 | 0.013355 | 0 | 0.016749 | 0.00027914 | 0.2546 | 0.22477 | 0.22477 | 4 | 234 | 0 | 0.060283 | 0.058502 | 0.058502 | 234 | 17
235 | 3.9167 | 0 | 0.18035 | 0.003317 | 0 | 0.18035 | 0.013053 | 0 | 0.01637 | 0.00027284 | 0.25475 | 0.22489 | 0.22489 | 4 | 235 | 0 | 0.060283 | 0.058502 | 0.058502 | 235 | 17
236 | 3.9333 | 0 | 0.18035 | 0.0032421 | 0 | 0.18035 | 0.012759 | 0 | 0.016001 | 0.00026668 | 0.25489 | 0.225 | 0.225 | 4 | 236 | 0 | 0.060283 | 0.058502 | 0.058502 | 236 | 17
237 | 3.95 | 0 | 0.18035 | 0.0031689 | 0 | 0.18035 | 0.012471 | 0 | 0.01564 | 0.00026066 | 0.25503 | 0.22511 | 0.22511 | 4 | 237 | 0 | 0.060283 | 0.058502 | 0.058502 | 237 | 17
238 | 3.9667 | 0 | 0.18035 | 0.0030974 | 0 | 0.18035 | 0.012189 | 0 | 0.015287 | 0.00025478 | 0.25517 | 0.22521 | 0.22521 | 4 | 238 | 0 | 0.060283 | 0.058502 | 0.058502 | 238 | 17
239 | 3.9833 | 0 | 0.18035 | 0.0030275 | 0 | 0.18035 | 0.011914 | 0 | 0.014942 | 0.00024903 | 0.2553 | 0.22532 | 0.22532 | 4 | 239 | 0 | 0.060283 | 0.058502 | 0.058502 | 239 | 17
240 | 4 | 0 | 0.18035 | 0.0029591 | 0 | 0.18035 | 0.011645 | 0 | 0.014604 | 0.0002434 | 0.25544 | 0.22542 | 0.22542 | 4 | 240 | 0 | 0.060283 | 0.058502 | 0.058502 | 240 | 17
241 | 4.0167 | 0 | 0.18035 | 0.0028923 | 0 | 0.18035 | 0.011382 | 0 | 0.014275 | 0.00023791 | 0.25556 | 0.22552 | 0.22552 | 4 | 241 | 0 | 0.060283 | 0.058502 | 0.058502 | 241 | 17
242 | 4.0333 | 0 | 0.18035 | 0.002827 | 0 | 0.18035 | 0.011125 | 0 | 0.013952 | 0.00023254 | 0.25569 | 0.22562 | 0.22562 | 4 | 242 | 0 | 0.060283 | 0.058502 | 0.058502 | 242 | 17
243 | 4.05 | 0 | 0.18035 | 0.0027632 | 0 | 0.18035 | 0.010874 | 0 | 0.013637 | 0.00022729 | 0.25581 | 0.22571 | 0.22571 | 4 | 243 | 0 | 0.060283 | 0.058502 | 0.058502 | 243 | 17
244 | 4.0667 | 0 | 0.18035 | 0.0027008 | 0 | 0.18035 | 0.010629 | 0 | 0.01333 | 0.00022216 | 0.25593 | 0.22581 | 0.22581 | 4 | 244 | 0 | 0.060283 | 0.058502 | 0.058502 | 244 | 17
245 | 4.0833 | 0 | 0.18035 | 0.0026399 | 0 | 0.18035 | 0.010389 | 0 | 0.013029 | 0.00021714 | 0.25605 | 0.2259 | 0.2259 | 4 | 245 | 0 | 0.060283 | 0.058502 | 0.058502 | 245 | 17
246 | 4.1 | 0 | 0.18035 | 0.0025803 | 0 | 0.18035 | 0.010154 | 0 | 0.012734 | 0.00021224 | 0.25616 | 0.22599 | 0.22599 | 4 | 246 | 0 | 0.060283 | 0.058502 | 0.058502 | 246 | 17
247 | 4.1167 | 0 | 0.18035 | 0.002522 | 0 | 0.18035 | 0.009925 | 0 | 0.012447 | 0.00020745 | 0.25628 | 0.22607 | 0.22607 | 4 | 247 | 0 | 0.060283 | 0.058502 | 0.058502 | 247 | 17
248 | 4.1333 | 0 | 0.18035 | 0.0024651 | 0 | 0.18035 | 0.0097009 | 0 | 0.012166 | 0.00020277 | 0.25639 | 0.22616 | 0.22616 | 4 | 248 | 0 | 0.060283 | 0.058502 | 0.058502 | 248 | 17
249 | 4.15 | 0 | 0.18035 | 0.0024094 | 0 | 0.18035 | 0.0094819 | 0 | 0.011891 | 0.00019819 | 0.25649 | 0.22624 | 0.22624 | 4 | 249 | 0 | 0.060283 | 0.058502 | 0.058502 | 249 | 17
250 | 4.1667 | 0 | 0.18035 | 0.002355 | 0 | 0.18035 | 0.0092679 | 0 | 0.011623 | 0.00019372 | 0.2566 | 0.22632 | 0.22632 | 4 | 250 | 0 | 0.060283 | 0.058502 | 0.058502 | 250 | 17
251 | 4.1833 | 0 | 0.18035 | 0.0023019 | 0 | 0.18035 | 0.0090587 | 0 | 0.011361 | 0.00018934 | 0.2567 | 0.2264 | 0.2264 | 4 | 251 | 0 | 0.060283 | 0.058502 | 0.058502 | 251 | 17
252 | 4.2 | 0 | 0.18035 | 0.0022499 | 0 | 0.18035 | 0.0088542 | 0 | 0.011104 | 0.00018507 | 0.2568 | 0.22648 | 0.22648 | 4 | 252 | 0 | 0.060283 | 0.058502 | 0.058502 | 252 | 17
253 | 4.2167 | 0 | 0.18035 | 0.0021991 | 0 | 0.18035 | 0.0086543 | 0 | 0.010853 | 0.00018089 | 0.2569 | 0.22655 | 0.22655 | 4 | 253 | 0 | 0.060283 | 0.058502 | 0.058502 | 253 | 17
254 | 4.2333 | 0 | 0.18035 | 0.0021495 | 0 | 0.18035 | 0.0084589 | 0 | 0.010608 | 0.00017681 | 0.25699 | 0.22663 | 0.22663 | 4 | 254 | 0 | 0.060283 | 0.058502 | 0.058502 | 254 | 17
255 | 4.25 | 0 | 0.18035 | 0.0021009 | 0 | 0.18035 | 0.008268 | 0 | 0.010369 | 0.00017282 | 0.25709 | 0.2267 | 0.2267 | 4 | 255 | 0 | 0.060283 | 0.058502 | 0.058502 | 255 | 17
256 | 4.2667 | 0 | 0.18035 | 0.0020535 | 0 | 0.18035 | 0.0080813 | 0 | 0.010135 | 0.00016891 | 0.25718 | 0.22677 | 0.22677 | 4 | 256 | 0 | 0.060283 | 0.058502 | 0.058502 | 256 | 17
257 | 4.2833 | 0 | 0.18035 | 0.0020072 | 0 | 0.18035 | 0.0078989 | 0 | 0.0099061 | 0.0001651 | 0.25727 | 0.22684 | 0.22684 | 4 | 257 | 0 | 0.060283 | 0.058502 | 0.058502 | 257 | 17
258 | 4.3 | 0 | 0.18035 | 0.0019619 | 0 | 0.18035 | 0.0077206 | 0 | 0.0096824 | 0.00016137 | 0.25735 | 0.22691 | 0.22691 | 4 | 258 | 0 | 0.060283 | 0.058502 | 0.058502 | 258 | 17
259 | 4.3167 | 0 | 0.18035 | 0.0019176 | 0 | 0.18035 | 0.0075463 | 0 | 0.0094639 | 0.00015773 | 0.25744 | 0.22697 | 0.22697 | 4 | 259 | 0 | 0.060283 | 0.058502 | 0.058502 | 259 | 17
260 | 4.3333 | 0 | 0.18035 | 0.0018743 | 0 | 0.18035 | 0.0073759 | 0 | 0.0092502 | 0.00015417 | 0.25752 | 0.22704 | 0.22704 | 4 | 260 | 0 | 0.060283 | 0.058502 | 0.058502 | 260 | 17
261 | 4.35 | 0 | 0.18035 | 0.001832 | 0 | 0.18035 | 0.0072094 | 0 | 0.0090414 | 0.00015069 | 0.2576 | 0.2271 | 0.2271 | 4 | 261 | 0 | 0.060283 | 0.058502 | 0.058502 | 261 | 17
262 | 4.3667 | 0 | 0.18035 | 0.0017906 | 0 | 0.18035 | 0.0070467 | 0 | 0.0088373 | 0.00014729 | 0.25768 | 0.22716 | 0.22716 | 4 | 262 | 0 | 0.060283 | 0.058502 | 0.058502 | 262 | 17
263 | 4.3833 | 0 | 0.18035 | 0.0017502 | 0 | 0.18035 | 0.0068876 | 0 | 0.0086378 | 0.00014396 | 0.25776 | 0.22722 | 0.22722 | 4 | 263 | 0 | 0.060283 | 0.058502 | 0.058502 | 263 | 17
264 | 4.4 | 0 | 0.18035 | 0.0017107 | 0 | 0.18035 | 0.0067321 | 0 | 0.0084428 | 0.00014071 | 0.25784 | 0.22728 | 0.22728 | 4 | 264 | 0 | 0.060283 | 0.058502 | 0.058502 | 264 | 17
265 | 4.4167 | 0 | 0.18035 | 0.0016721 | 0 | 0.18035 | 0.0065801 | 0 | 0.0082522 | 0.00013754 | 0.25791 | 0.22734 | 0.22734 | 4 | 265 | 0 | 0.060283 | 0.058502 | 0.058502 | 265 | 17
266 | 4.4333 | 0 | 0.18035 | 0.0016343 | 0 | 0.18035 | 0.0064316 | 0 | 0.0080659 | 0.00013443 | 0.25798 | 0.22739 | 0.22739 | 4 | 266 | 0 | 0.060283 | 0.058502 | 0.058502 | 266 | 17
267 | 4.45 | 0 | 0.18035 | 0.0015974 | 0 | 0.18035 | 0.0062864 | 0 | 0.0078838 | 0.0001314 | 0.25805 | 0.22745 | 0.22745 | 4 | 267 | 0 | 0.060283 | 0.058502 | 0.058502 | 267 | 17
268 | 4.4667 | 0 | 0.18035 | 0.0015614 | 0 | 0.18035 | 0.0061445 | 0 | 0.0077059 | 0.00012843 | 0.25812 | 0.2275 | 0.2275 | 4 | 268 | 0 | 0.060283 | 0.058502 | 0.058502 | 268 | 17
269 | 4.4833 | 0 | 0.18035 | 0.0015261 | 0 | 0.18035 | 0.0060058 | 0 | 0.0075319 | 0.00012553 | 0.25819 | 0.22755 | 0.22755 | 4 | 269 | 0 | 0.060283 | 0.058502 | 0.058502 | 269 | 17
270 | 4.5 | 0 | 0.18035 | 0.0014917 | 0 | 0.18035 | 0.0058702 | 0 | 0.0073619 | 0.0001227 | 0.25826 | 0.2276 | 0.2276 | 4 | 270 | 0 | 0.060283 | 0.058502 | 0.058502 | 270 | 17
271 | 4.5167 | 0 | 0.18035 | 0.001458 | 0 | 0.18035 | 0.0057377 | 0 | 0.0071957 | 0.00011993 | 0.25832 | 0.22765 | 0.22765 | 4 | 271 | 0 | 0.060283 | 0.058502 | 0.058502 | 271 | 17
272 | 4.5333 | 0 | 0.18035 | 0.0014251 | 0 | 0.18035 | 0.0056082 | 0 | 0.0070332 | 0.00011722 | 0.25839 | 0.2277 | 0.2277 | 4 | 272 | 0 | 0.060283 | 0.058502 | 0.058502 | 272 | 17
273 | 4.55 | 0 | 0.18035 | 0.0013929 | 0 | 0.18035 | 0.0054816 | 0 | 0.0068745 | 0.00011457 | 0.25845 | 0.22775 | 0.22775 | 4 | 273 | 0 | 0.060283 | 0.058502 | 0.058502 | 273 | 17
274 | 4.5667 | 0 | 0.18035 | 0.0013615 | 0 | 0.18035 | 0.0053578 | 0 | 0.0067193 | 0.00011199 | 0.25851 | 0.2278 | 0.2278 | 4 | 274 | 0 | 0.060283 | 0.058502 | 0.058502 | 274 | 17
275 | 4.5833 | 0 | 0.18035 | 0.0013307 | 0 | 0.18035 | 0.0052369 | 0 | 0.0065676 | 0.00010946 | 0.25857 | 0.22784 | 0.22784 | 4 | 275 | 0 | 0.060283 | 0.058502 | 0.058502 | 275 | 17
276 | 4.6 | 0 | 0.18035 | 0.0013007 | 0 | 0.18035 | 0.0051186 | 0 | 0.0064193 | 0.00010699 | 0.25863 | 0.22789 | 0.22789 | 4 | 276 | 0 | 0.060283 | 0.058502 | 0.058502 | 276 | 17
277 | 4.6167 | 0 | 0.18035 | 0.0012713 | 0 | 0.18035 | 0.0050031 | 0 | 0.0062744 | 0.00010457 | 0.25868 | 0.22793 | 0.22793 | 4 | 277 | 0 | 0.060283 | 0.058502 | 0.058502 | 277 | 17
278 | 4.6333 | 0 | 0.18035 | 0.0012426 | 0 | 0.18035 | 0.0048901 | 0 | 0.0061328 | 0.00010221 | 0.25874 | 0.22797 | 0.22797 | 4 | 278 | 0 | 0.060283 | 0.058502 | 0.058502 | 278 | 17
279 | 4.65 | 0 | 0.18035 | 0.0012146 | 0 | 0.18035 | 0.0047798 | 0 | 0.0059943 | 9.9905e-05 | 0.25879 | 0.22802 | 0.22802 | 4 | 279 | 0 | 0.060283 | 0.058502 | 0.058502 | 279 | 17
280 | 4.6667 | 0 | 0.18035 | 0.0011872 | 0 | 0.18035 | 0.0046719 | 0 | 0.005859 | 9.765e-05 | 0.25884 | 0.22806 | 0.22806 | 4 | 280 | 0 | 0.060283 | 0.058502 | 0.058502 | 280 | 17
281 | 4.6833 | 0 | 0.18035 | 0.0011604 | 0 | 0.18035 | 0.0045664 | 0 | 0.0057267 | 9.5446e-05 | 0.25889 | 0.2281 | 0.2281 | 4 | 281 | 0 | 0.060283 | 0.058502 | 0.058502 | 281 | 17
282 | 4.7 | 0 | 0.18035 | 0.0011342 | 0 | 0.18035 | 0.0044633 | 0 | 0.0055975 | 9.3291e-05 | 0.25895 | 0.22813 | 0.22813 | 4 | 282 | 0 | 0.060283 | 0.058502 | 0.058502 | 282 | 17
283 | 4.7167 | 0 | 0.18035 | 0.0011086 | 0 | 0.18035 | 0.0043625 | 0 | 0.0054711 | 9.1185e-05 | 0.25899 | 0.22817 | 0.22817 | 4 | 283 | 0 | 0.060283 | 0.058502 | 0.058502 | 283 | 17
284 | 4.7333 | 0 | 0.18035 | 0.0010835 | 0 | 0.18035 | 0.0042641 | 0 | 0.0053476 | 8.9127e-05 | 0.25904 | 0.22821 | 0.22821 | 4 | 284 | 0 | 0.060283 | 0.058502 | 0.058502 | 284 | 17
285 | 4.75 | 0 | 0.18035 | 0.0010591 | 0 | 0.18035 | 0.0041678 | 0 | 0.0052269 | 8.7115e-05 | 0.25909 | 0.22825 | 0.22825 | 4 | 285 | 0 | 0.060283 | 0.058502 | 0.058502 | 285 | 17
286 | 4.7667 | 0 | 0.18035 | 0.0010352 | 0 | 0.18035 | 0.0040737 | 0 | 0.0051089 | 8.5148e-05 | 0.25914 | 0.22828 | 0.22828 | 4 | 286 | 0 | 0.060283 | 0.058502 | 0.058502 | 286 | 17
287 | 4.7833 | 0 | 0.18035 | 0.0010118 | 0 | 0.18035 | 0.0039818 | 0 | 0.0049935 | 8.3226e-05 | 0.25918 | 0.22832 | 0.22832 | 4 | 287 | 0 | 0.060283 | 0.058502 | 0.058502 | 287 | 17
288 | 4.8 | 0 | 0.18035 | 0.00098895 | 0 | 0.18035 | 0.0038919 | 0 | 0.0048808 | 8.1347e-05 | 0.25922 | 0.22835 | 0.22835 | 4 | 288 | 0 | 0.060283 | 0.058502 | 0.058502 | 288 | 17
289 | 4.8167 | 0 | 0.18035 | 0.00096663 | 0 | 0.18035 | 0.003804 | 0 | 0.0047706 | 7.9511e-05 | 0.25927 | 0.22838 | 0.22838 | 4 | 289 | 0 | 0.060283 | 0.058502 | 0.058502 | 289 | 17
290 | 4.8333 | 0 | 0.18035 | 0.0009448 | 0 | 0.18035 | 0.0037181 | 0 | 0.0046629 | 7.7716e-05 | 0.25931 | 0.22842 | 0.22842 | 4 | 290 | 0 | 0.060283 | 0.058502 | 0.058502 | 290 | 17
291 | 4.85 | 0 | 0.18035 | 0.00092348 | 0 | 0.18035 | 0.0036342 | 0 | 0.0045577 | 7.5961e-05 | 0.25935 | 0.22845 | 0.22845 | 4 | 291 | 0 | 0.060283 | 0.058502 | 0.058502 | 291 | 17
292 | 4.8667 | 0 | 0.18035 | 0.00090263 | 0 | 0.18035 | 0.0035522 | 0 | 0.0044548 | 7.4247e-05 | 0.25939 | 0.22848 | 0.22848 | 4 | 292 | 0 | 0.060283 | 0.058502 | 0.058502 | 292 | 17
293 | 4.8833 | 0 | 0.18035 | 0.00088225 | 0 | 0.18035 | 0.003472 | 0 | 0.0043542 | 7.257e-05 | 0.25943 | 0.22851 | 0.22851 | 4 | 293 | 0 | 0.060283 | 0.058502 | 0.058502 | 293 | 17
294 | 4.9 | 0 | 0.18035 | 0.00086234 | 0 | 0.18035 | 0.0033936 | 0 | 0.0042559 | 7.0932e-05 | 0.25947 | 0.22854 | 0.22854 | 4 | 294 | 0 | 0.060283 | 0.058502 | 0.058502 | 294 | 17
295 | 4.9167 | 0 | 0.18035 | 0.00084287 | 0 | 0.18035 | 0.003317 | 0 | 0.0041599 | 6.9331e-05 | 0.25951 | 0.22857 | 0.22857 | 4 | 295 | 0 | 0.060283 | 0.058502 | 0.058502 | 295 | 17
296 | 4.9333 | 0 | 0.18035 | 0.00082384 | 0 | 0.18035 | 0.0032421 | 0 | 0.0040659 | 6.7766e-05 | 0.25954 | 0.2286 | 0.2286 | 4 | 296 | 0 | 0.060283 | 0.058502 | 0.058502 | 296 | 17
297 | 4.95 | 0 | 0.18035 | 0.00080524 | 0 | 0.18035 | 0.0031689 | 0 | 0.0039742 | 6.6236e-05 | 0.25958 | 0.22862 | 0.22862 | 4 | 297 | 0 | 0.060283 | 0.058502 | 0.058502 | 297 | 17
298 | 4.9667 | 0 | 0.18035 | 0.00078707 | 0 | 0.18035 | 0.0030974 | 0 | 0.0038844 | 6.4741e-05 | 0.25961 | 0.22865 | 0.22865 | 4 | 298 | 0 | 0.060283 | 0.058502 | 0.058502 | 298 | 17
299 | 4.9833 | 0 | 0.18035 | 0.0007693 | 0 | 0.18035 | 0.0030275 | 0 | 0.0037968 | 6.3279e-05 | 0.25965 | 0.22868 | 0.22868 | 4 | 299 | 0 | 0.060283 | 0.058502 | 0.058502 | 299 | 17
300 | 5 | 0 | 0.18035 | 0.00075193 | 0 | 0.18035 | 0.0029591 | 0 | 0.003711 | 6.1851e-05 | 0.25968 | 0.2287 | 0.2287 | 4 | 300 | 0 | 0.060283 | 0.058502 | 0.058502 | 300 | 17
301 | 5.0167 | 0 | 0.18035 | 0.00073496 | 0 | 0.18035 | 0.0028923 | 0 | 0.0036273 | 6.0454e-05 | 0.25971 | 0.22873 | 0.22873 | 4 | 301 | 0 | 0.060283 | 0.058502 | 0.058502 | 301 | 17
302 | 5.0333 | 0 | 0.18035 | 0.00071837 | 0 | 0.18035 | 0.002827 | 0 | 0.0035454 | 5.909e-05 | 0.25974 | 0.22875 | 0.22875 | 4 | 302 | 0 | 0.060283 | 0.058502 | 0.058502 | 302 | 17
303 | 5.05 | 0 | 0.18035 | 0.00070215 | 0 | 0.18035 | 0.0027632 | 0 | 0.0034653 | 5.7756e-05 | 0.25978 | 0.22878 | 0.22878 | 4 | 303 | 0 | 0.060283 | 0.058502 | 0.058502 | 303 | 17
304 | 5.0667 | 0 | 0.18035 | 0.0006863 | 0 | 0.18035 | 0.0027008 | 0 | 0.0033871 | 5.6452e-05 | 0.25981 | 0.2288 | 0.2288 | 4 | 304 | 0 | 0.060283 | 0.058502 | 0.058502 | 304 | 17
305 | 5.0833 | 0 | 0.18035 | 0.0006708 | 0 | 0.18035 | 0.0026399 | 0 | 0.0033107 | 5.5178e-05 | 0.25984 | 0.22882 | 0.22882 | 4 | 305 | 0 | 0.060283 | 0.058502 | 0.058502 | 305 | 17
306 | 5.1 | 0 | 0.18035 | 0.00065566 | 0 | 0.18035 | 0.0025803 | 0 | 0.0032359 | 5.3932e-05 | 0.25987 | 0.22884 | 0.22884 | 4 | 306 | 0 | 0.060283 | 0.058502 | 0.058502 | 306 | 17
307 | 5.1167 | 0 | 0.18035 | 0.00064086 | 0 | 0.18035 | 0.002522 | 0 | 0.0031629 | 5.2715e-05 | 0.25989 | 0.22887 | 0.22887 | 4 | 307 | 0 | 0.060283 | 0.058502 | 0.058502 | 307 | 17
308 | 5.1333 | 0 | 0.18035 | 0.00062639 | 0 | 0.18035 | 0.0024651 | 0 | 0.0030915 | 5.1524e-05 | 0.25992 | 0.22889 | 0.22889 | 4 | 308 | 0 | 0.060283 | 0.058502 | 0.058502 | 308 | 17
309 | 5.15 | 0 | 0.18035 | 0.00061225 | 0 | 0.18035 | 0.0024094 | 0 | 0.0030217 | 5.0361e-05 | 0.25995 | 0.22891 | 0.22891 | 4 | 309 | 0 | 0.060283 | 0.058502 | 0.058502 | 309 | 17
310 | 5.1667 | 0 | 0.18035 | 0.00059843 | 0 | 0.18035 | 0.002355 | 0 | 0.0029535 | 4.9224e-05 | 0.25998 | 0.22893 | 0.22893 | 4 | 310 | 0 | 0.060283 | 0.058502 | 0.058502 | 310 | 17
311 | 5.1833 | 0 | 0.18035 | 0.00058492 | 0 | 0.18035 | 0.0023019 | 0 | 0.0028868 | 4.8113e-05 | 0.26 | 0.22895 | 0.22895 | 4 | 311 | 0 | 0.060283 | 0.058502 | 0.058502 | 311 | 17
312 | 5.2 | 0 | 0.18035 | 0.00057172 | 0 | 0.18035 | 0.0022499 | 0 | 0.0028216 | 4.7027e-05 | 0.26003 | 0.22897 | 0.22897 | 4 | 312 | 0 | 0.060283 | 0.058502 | 0.058502 | 312 | 17
313 | 5.2167 | 0 | 0.18035 | 0.00055881 | 0 | 0.18035 | 0.0021991 | 0 | 0.0027579 | 4.5965e-05 | 0.26005 | 0.22899 | 0.22899 | 4 | 313 | 0 | 0.060283 | 0.058502 | 0.058502 | 313 | 17
314 | 5.2333 | 0 | 0.18035 | 0.0005462 | 0 | 0.18035 | 0.0021495 | 0 | 0.0026957 | 4.4928e-05 | 0.26008 | 0.22901 | 0.22901 | 4 | 314 | 0 | 0.060283 | 0.058502 | 0.058502 | 314 | 17
315 | 5.25 | 0 | 0.18035 | 0.00053387 | 0 | 0.18035 | 0.0021009 | 0 | 0.0026348 | 4.3914e-05 | 0.2601 | 0.22903 | 0.22903 | 4 | 315 | 0 | 0.060283 | 0.058502 | 0.058502 | 315 | 17
316 | 5.2667 | 0 | 0.18035 | 0.00052181 | 0 | 0.18035 | 0.0020535 | 0 | 0.0025753 | 4.2922e-05 | 0.26012 | 0.22904 | 0.22904 | 4 | 316 | 0 | 0.060283 | 0.058502 | 0.058502 | 316 | 17
317 | 5.2833 | 0 | 0.18035 | 0.00051003 | 0 | 0.18035 | 0.0020072 | 0 | 0.0025172 | 4.1953e-05 | 0.26015 | 0.22906 | 0.22906 | 4 | 317 | 0 | 0.060283 | 0.058502 | 0.058502 | 317 | 17
318 | 5.3 | 0 | 0.18035 | 0.00049852 | 0 | 0.18035 | 0.0019619 | 0 | 0.0024604 | 4.1006e-05 | 0.26017 | 0.22908 | 0.22908 | 4 | 318 | 0 | 0.060283 | 0.058502 | 0.058502 | 318 | 17
319 | 5.3167 | 0 | 0.18035 | 0.00048727 | 0 | 0.18035 | 0.0019176 | 0 | 0.0024048 | 4.0081e-05 | 0.26019 | 0.22909 | 0.22909 | 4 | 319 | 0 | 0.060283 | 0.058502 | 0.058502 | 319 | 17
320 | 5.3333 | 0 | 0.18035 | 0.00047627 | 0 | 0.18035 | 0.0018743 | 0 | 0.0023505 | 3.9176e-05 | 0.26021 | 0.22911 | 0.22911 | 4 | 320 | 0 | 0.060283 | 0.058502 | 0.058502 | 320 | 17
321 | 5.35 | 0 | 0.18035 | 0.00046552 | 0 | 0.18035 | 0.001832 | 0 | 0.0022975 | 3.8291e-05 | 0.26023 | 0.22913 | 0.22913 | 4 | 321 | 0 | 0.060283 | 0.058502 | 0.058502 | 321 | 17
322 | 5.3667 | 0 | 0.18035 | 0.00045501 | 0 | 0.18035 | 0.0017906 | 0 | 0.0022456 | 3.7427e-05 | 0.26025 | 0.22914 | 0.22914 | 4 | 322 | 0 | 0.060283 | 0.058502 | 0.058502 | 322 | 17
323 | 5.3833 | 0 | 0.18035 | 0.00044473 | 0 | 0.18035 | 0.0017502 | 0 | 0.0021949 | 3.6582e-05 | 0.26027 | 0.22916 | 0.22916 | 4 | 323 | 0 | 0.060283 | 0.058502 | 0.058502 | 323 | 17
324 | 5.4 | 0 | 0.18035 | 0.0004347 | 0 | 0.18035 | 0.0017107 | 0 | 0.0021454 | 3.5756e-05 | 0.26029 | 0.22917 | 0.22917 | 4 | 324 | 0 | 0.060283 | 0.058502 | 0.058502 | 324 | 17
325 | 5.4167 | 0 | 0.18035 | 0.00042488 | 0 | 0.18035 | 0.0016721 | 0 | 0.0020969 | 3.4949e-05 | 0.26031 | 0.22919 | 0.22919 | 4 | 325 | 0 | 0.060283 | 0.058502 | 0.058502 | 325 | 17
326 | 5.4333 | 0 | 0.18035 | 0.00041529 | 0 | 0.18035 | 0.0016343 | 0 | 0.0020496 | 3.416e-05 | 0.26033 | 0.2292 | 0.2292 | 4 | 326 | 0 | 0.060283 | 0.058502 | 0.058502 | 326 | 17
327 | 5.45 | 0 | 0.18035 | 0.00040592 | 0 | 0.18035 | 0.0015974 | 0 | 0.0020033 | 3.3389e-05 | 0.26035 | 0.22922 | 0.22922 | 4 | 327 | 0 | 0.060283 | 0.058502 | 0.058502 | 327 | 17
328 | 5.4667 | 0 | 0.18035 | 0.00039675 | 0 | 0.18035 | 0.0015614 | 0 | 0.0019581 | 3.2635e-05 | 0.26036 | 0.22923 | 0.22923 | 4 | 328 | 0 | 0.060283 | 0.058502 | 0.058502 | 328 | 17
329 | 5.4833 | 0 | 0.18035 | 0.0003878 | 0 | 0.18035 | 0.0015261 | 0 | 0.0019139 | 3.1898e-05 | 0.26038 | 0.22924 | 0.22924 | 4 | 329 | 0 | 0.060283 | 0.058502 | 0.058502 | 329 | 17
330 | 5.5 | 0 | 0.18035 | 0.00037904 | 0 | 0.18035 | 0.0014917 | 0 | 0.0018707 | 3.1178e-05 | 0.2604 | 0.22925 | 0.22925 | 4 | 330 | 0 | 0.060283 | 0.058502 | 0.058502 | 330 | 17
331 | 5.5167 | 0 | 0.18035 | 0.00037048 | 0 | 0.18035 | 0.001458 | 0 | 0.0018285 | 3.0475e-05 | 0.26041 | 0.22927 | 0.22927 | 4 | 331 | 0 | 0.060283 | 0.058502 | 0.058502 | 331 | 17
332 | 5.5333 | 0 | 0.18035 | 0.00036212 | 0 | 0.18035 | 0.0014251 | 0 | 0.0017872 | 2.9787e-05 | 0.26043 | 0.22928 | 0.22928 | 4 | 332 | 0 | 0.060283 | 0.058502 | 0.058502 | 332 | 17
333 | 5.55 | 0 | 0.18035 | 0.00035395 | 0 | 0.18035 | 0.0013929 | 0 | 0.0017468 | 2.9114e-05 | 0.26045 | 0.22929 | 0.22929 | 4 | 333 | 0 | 0.060283 | 0.058502 | 0.058502 | 333 | 17
334 | 5.5667 | 0 | 0.18035 | 0.00034596 | 0 | 0.18035 | 0.0013615 | 0 | 0.0017074 | 2.8457e-05 | 0.26046 | 0.2293 | 0.2293 | 4 | 334 | 0 | 0.060283 | 0.058502 | 0.058502 | 334 | 17
335 | 5.5833 | 0 | 0.18035 | 0.00033815 | 0 | 0.18035 | 0.0013307 | 0 | 0.0016689 | 2.7814e-05 | 0.26048 | 0.22932 | 0.22932 | 4 | 335 | 0 | 0.060283 | 0.058502 | 0.058502 | 335 | 17
336 | 5.6 | 0 | 0.18035 | 0.00033051 | 0 | 0.18035 | 0.0013007 | 0 | 0.0016312 | 2.7187e-05 | 0.26049 | 0.22933 | 0.22933 | 4 | 336 | 0 | 0.060283 | 0.058502 | 0.058502 | 336 | 17
337 | 5.6167 | 0 | 0.18035 | 0.00032305 | 0 | 0.18035 | 0.0012713 | 0 | 0.0015944 | 2.6573e-05 | 0.26051 | 0.22934 | 0.22934 | 4 | 337 | 0 | 0.060283 | 0.058502 | 0.058502 | 337 | 17
338 | 5.6333 | 0 | 0.18035 | 0.00031576 | 0 | 0.18035 | 0.0012426 | 0 | 0.0015584 | 2.5973e-05 | 0.26052 | 0.22935 | 0.22935 | 4 | 338 | 0 | 0.060283 | 0.058502 | 0.058502 | 338 | 17
339 | 5.65 | 0 | 0.18035 | 0.00030863 | 0 | 0.18035 | 0.0012146 | 0 | 0.0015232 | 2.5387e-05 | 0.26053 | 0.22936 | 0.22936 | 4 | 339 | 0 | 0.060283 | 0.058502 | 0.058502 | 339 | 17
340 | 5.6667 | 0 | 0.18035 | 0.00030166 | 0 | 0.18035 | 0.0011872 | 0 | 0.0014888 | 2.4814e-05 | 0.26055 | 0.22937 | 0.22937 | 4 | 340 | 0 | 0.060283 | 0.058502 | 0.058502 | 340 | 17
341 | 5.6833 | 0 | 0.18035 | 0.00029485 | 0 | 0.18035 | 0.0011604 | 0 | 0.0014552 | 2.4253e-05 | 0.26056 | 0.22938 | 0.22938 | 4 | 341 | 0 | 0.060283 | 0.058502 | 0.058502 | 341 | 17
342 | 5.7 | 0 | 0.18035 | 0.0002882 | 0 | 0.18035 | 0.0011342 | 0 | 0.0014224 | 2.3706e-05 | 0.26057 | 0.22939 | 0.22939 | 4 | 342 | 0 | 0.060283 | 0.058502 | 0.058502 | 342 | 17
343 | 5.7167 | 0 | 0.18035 | 0.00028169 | 0 | 0.18035 | 0.0011086 | 0 | 0.0013902 | 2.3171e-05 | 0.26058 | 0.2294 | 0.2294 | 4 | 343 | 0 | 0.060283 | 0.058502 | 0.058502 | 343 | 17
344 | 5.7333 | 0 | 0.18035 | 0.00027533 | 0 | 0.18035 | 0.0010835 | 0 | 0.0013589 | 2.2648e-05 | 0.2606 | 0.22941 | 0.22941 | 4 | 344 | 0 | 0.060283 | 0.058502 | 0.058502 | 344 | 17
345 | 5.75 | 0 | 0.18035 | 0.00026912 | 0 | 0.18035 | 0.0010591 | 0 | 0.0013282 | 2.2136e-05 | 0.26061 | 0.22942 | 0.22942 | 4 | 345 | 0 | 0.060283 | 0.058502 | 0.058502 | 345 | 17
346 | 5.7667 | 0 | 0.18035 | 0.00026304 | 0 | 0.18035 | 0.0010352 | 0 | 0.0012982 | 2.1637e-05 | 0.26062 | 0.22943 | 0.22943 | 4 | 346 | 0 | 0.060283 | 0.058502 | 0.058502 | 346 | 17
347 | 5.7833 | 0 | 0.18035 | 0.0002571 | 0 | 0.18035 | 0.0010118 | 0 | 0.0012689 | 2.1148e-05 | 0.26063 | 0.22944 | 0.22944 | 4 | 347 | 0 | 0.060283 | 0.058502 | 0.058502 | 347 | 17
348 | 5.8 | 0 | 0.18035 | 0.0002513 | 0 | 0.18035 | 0.00098895 | 0 | 0.0012403 | 2.0671e-05 | 0.26064 | 0.22944 | 0.22944 | 4 | 348 | 0 | 0.060283 | 0.058502 | 0.058502 | 348 | 17
349 | 5.8167 | 0 | 0.18035 | 0.00024563 | 0 | 0.18035 | 0.00096663 | 0 | 0.0012123 | 2.0204e-05 | 0.26065 | 0.22945 | 0.22945 | 4 | 349 | 0 | 0.060283 | 0.058502 | 0.058502 | 349 | 17
350 | 5.8333 | 0 | 0.18035 | 0.00024008 | 0 | 0.18035 | 0.0009448 | 0 | 0.0011849 | 1.9748e-05 | 0.26066 | 0.22946 | 0.22946 | 4 | 350 | 0 | 0.060283 | 0.058502 | 0.058502 | 350 | 17
351 | 5.85 | 0 | 0.18035 | 0.00023466 | 0 | 0.18035 | 0.00092348 | 0 | 0.0011581 | 1.9302e-05 | 0.26068 | 0.22947 | 0.22947 | 4 | 351 | 0 | 0.060283 | 0.058502 | 0.058502 | 351 | 17
352 | 5.8667 | 0 | 0.18035 | 0.00022936 | 0 | 0.18035 | 0.00090263 | 0 | 0.001132 | 1.8867e-05 | 0.26069 | 0.22948 | 0.22948 | 4 | 352 | 0 | 0.060283 | 0.058502 | 0.058502 | 352 | 17
353 | 5.8833 | 0 | 0.18035 | 0.00022419 | 0 | 0.18035 | 0.00088225 | 0 | 0.0011064 | 1.8441e-05 | 0.2607 | 0.22948 | 0.22948 | 4 | 353 | 0 | 0.060283 | 0.058502 | 0.058502 | 353 | 17
354 | 5.9 | 0 | 0.18035 | 0.00021913 | 0 | 0.18035 | 0.00086234 | 0 | 0.0010815 | 1.8024e-05 | 0.26071 | 0.22949 | 0.22949 | 4 | 354 | 0 | 0.060283 | 0.058502 | 0.058502 | 354 | 17
355 | 5.9167 | 0 | 0.18035 | 0.00021418 | 0 | 0.18035 | 0.00084287 | 0 | 0.001057 | 1.7617e-05 | 0.26071 | 0.2295 | 0.2295 | 4 | 355 | 0 | 0.060283 | 0.058502 | 0.058502 | 355 | 17
356 | 5.9333 | 0 | 0.18035 | 0.00020934 | 0 | 0.18035 | 0.00082384 | 0 | 0.0010332 | 1.722e-05 | 0.26072 | 0.22951 | 0.22951 | 4 | 356 | 0 | 0.060283 | 0.058502 | 0.058502 | 356 | 17
357 | 5.95 | 0 | 0.18035 | 0.00020462 | 0 | 0.18035 | 0.00080524 | 0 | 0.0010099 | 1.6831e-05 | 0.26073 | 0.22951 | 0.22951 | 4 | 357 | 0 | 0.060283 | 0.058502 | 0.058502 | 357 | 17
358 | 5.9667 | 0 | 0.18035 | 0.0002 | 0 | 0.18035 | 0.00078707 | 0 | 0.00098706 | 1.6451e-05 | 0.26074 | 0.22952 | 0.22952 | 4 | 358 | 0 | 0.060283 | 0.058502 | 0.058502 | 358 | 17
359 | 5.9833 | 0 | 0.18035 | 0.00019548 | 0 | 0.18035 | 0.0007693 | 0 | 0.00096478 | 1.608e-05 | 0.26075 | 0.22953 | 0.22953 | 4 | 359 | 0 | 0.060283 | 0.058502 | 0.058502 | 359 | 17
360 | 6 | 0 | 0.18035 | 0.00019107 | 0 | 0.18035 | 0.00075193 | 0 | 0.000943 | 1.5717e-05 | 0.26076 | 0.22953 | 0.22953 | 4 | 360 | 0 | 0.060283 | 0.058502 | 0.058502 | 360 | 17
361 | 6.0167 | 0 | 0.18035 | 0.00018676 | 0 | 0.18035 | 0.00073496 | 0 | 0.00092171 | 1.5362e-05 | 0.26077 | 0.22954 | 0.22954 | 4 | 361 | 0 | 0.060283 | 0.058502 | 0.058502 | 361 | 17
362 | 6.0333 | 0 | 0.18035 | 0.00018254 | 0 | 0.18035 | 0.00071837 | 0 | 0.00090091 | 1.5015e-05 | 0.26078 | 0.22955 | 0.22955 | 4 | 362 | 0 | 0.060283 | 0.058502 | 0.058502 | 362 | 17
363 | 6.05 | 0 | 0.18035 | 0.00017842 | 0 | 0.18035 | 0.00070215 | 0 | 0.00088057 | 1.4676e-05 | 0.26078 | 0.22955 | 0.22955 | 4 | 363 | 0 | 0.060283 | 0.058502 | 0.058502 | 363 | 17
364 | 6.0667 | 0 | 0.18035 | 0.00017439 | 0 | 0.18035 | 0.0006863 | 0 | 0.00086069 | 1.4345e-05 | 0.26079 | 0.22956 | 0.22956 | 4 | 364 | 0 | 0.060283 | 0.058502 | 0.058502 | 364 | 17
365 | 6.0833 | 0 | 0.18035 | 0.00017046 | 0 | 0.18035 | 0.0006708 | 0 | 0.00084126 | 1.4021e-05 | 0.2608 | 0.22956 | 0.22956 | 4 | 365 | 0 | 0.060283 | 0.058502 | 0.058502 | 365 | 17
366 | 6.1 | 0 | 0.18035 | 0.00016661 | 0 | 0.18035 | 0.00065566 | 0 | 0.00082227 | 1.3704e-05 | 0.26081 | 0.22957 | 0.22957 | 4 | 366 | 0 | 0.060283 | 0.058502 | 0.058502 | 366 | 17
367 | 6.1167 | 0 | 0.18035 | 0.00016285 | 0 | 0.18035 | 0.00064086 | 0 | 0.00080371 | 1.3395e-05 | 0.26081 | 0.22958 | 0.22958 | 4 | 367 | 0 | 0.060283 | 0.058502 | 0.058502 | 367 | 17
368 | 6.1333 | 0 | 0.18035 | 0.00015917 | 0 | 0.18035 | 0.00062639 | 0 | 0.00078556 | 1.3093e-05 | 0.26082 | 0.22958 | 0.22958 | 4 | 368 | 0 | 0.060283 | 0.058502 | 0.058502 | 368 | 17
369 | 6.15 | 0 | 0.18035 | 0.00015558 | 0 | 0.18035 | 0.00061225 | 0 | 0.00076783 | 1.2797e-05 | 0.26083 | 0.22959 | 0.22959 | 4 | 369 | 0 | 0.060283 | 0.058502 | 0.058502 | 369 | 17
370 | 6.1667 | 0 | 0.18035 | 0.00015207 | 0 | 0.18035 | 0.00059843 | 0 | 0.0007505 | 1.2508e-05 | 0.26083 | 0.22959 | 0.22959 | 4 | 370 | 0 | 0.060283 | 0.058502 | 0.058502 | 370 | 17
371 | 6.1833 | 0 | 0.18035 | 0.00014863 | 0 | 0.18035 | 0.00058492 | 0 | 0.00073355 | 1.2226e-05 | 0.26084 | 0.2296 | 0.2296 | 4 | 371 | 0 | 0.060283 | 0.058502 | 0.058502 | 371 | 17
372 | 6.2 | 0 | 0.18035 | 0.00014528 | 0 | 0.18035 | 0.00057172 | 0 | 0.00071699 | 1.195e-05 | 0.26085 | 0.2296 | 0.2296 | 4 | 372 | 0 | 0.060283 | 0.058502 | 0.058502 | 372 | 17
373 | 6.2167 | 0 | 0.18035 | 0.000142 | 0 | 0.18035 | 0.00055881 | 0 | 0.00070081 | 1.168e-05 | 0.26085 | 0.22961 | 0.22961 | 4 | 373 | 0 | 0.060283 | 0.058502 | 0.058502 | 373 | 17
374 | 6.2333 | 0 | 0.18035 | 0.00013879 | 0 | 0.18035 | 0.0005462 | 0 | 0.00068499 | 1.1416e-05 | 0.26086 | 0.22961 | 0.22961 | 4 | 374 | 0 | 0.060283 | 0.058502 | 0.058502 | 374 | 17
375 | 6.25 | 0 | 0.18035 | 0.00013566 | 0 | 0.18035 | 0.00053387 | 0 | 0.00066953 | 1.1159e-05 | 0.26087 | 0.22962 | 0.22962 | 4 | 375 | 0 | 0.060283 | 0.058502 | 0.058502 | 375 | 17
376 | 6.2667 | 0 | 0.18035 | 0.0001326 | 0 | 0.18035 | 0.00052181 | 0 | 0.00065441 | 1.0907e-05 | 0.26087 | 0.22962 | 0.22962 | 4 | 376 | 0 | 0.060283 | 0.058502 | 0.058502 | 376 | 17
377 | 6.2833 | 0 | 0.18035 | 0.0001296 | 0 | 0.18035 | 0.00051003 | 0 | 0.00063964 | 1.0661e-05 | 0.26088 | 0.22962 | 0.22962 | 4 | 377 | 0 | 0.060283 | 0.058502 | 0.058502 | 377 | 17
378 | 6.3 | 0 | 0.18035 | 0.00012668 | 0 | 0.18035 | 0.00049852 | 0 | 0.0006252 | 1.042e-05 | 0.26088 | 0.22963 | 0.22963 | 4 | 378 | 0 | 0.060283 | 0.058502 | 0.058502 | 378 | 17
379 | 6.3167 | 0 | 0.18035 | 0.00012382 | 0 | 0.18035 | 0.00048727 | 0 | 0.00061108 | 1.0185e-05 | 0.26089 | 0.22963 | 0.22963 | 4 | 379 | 0 | 0.060283 | 0.058502 | 0.058502 | 379 | 17
380 | 6.3333 | 0 | 0.18035 | 0.00012102 | 0 | 0.18035 | 0.00047627 | 0 | 0.00059729 | 9.9548e-06 | 0.26089 | 0.22964 | 0.22964 | 4 | 380 | 0 | 0.060283 | 0.058502 | 0.058502 | 380 | 17
381 | 6.35 | 0 | 0.18035 | 0.00011829 | 0 | 0.18035 | 0.00046552 | 0 | 0.00058381 | 9.7301e-06 | 0.2609 | 0.22964 | 0.22964 | 4 | 381 | 0 | 0.060283 | 0.058502 | 0.058502 | 381 | 17
382 | 6.3667 | 0 | 0.18035 | 0.00011562 | 0 | 0.18035 | 0.00045501 | 0 | 0.00057063 | 9.5104e-06 | 0.2609 | 0.22965 | 0.22965 | 4 | 382 | 0 | 0.060283 | 0.058502 | 0.058502 | 382 | 17
383 | 6.3833 | 0 | 0.18035 | 0.00011301 | 0 | 0.18035 | 0.00044473 | 0 | 0.00055775 | 9.2958e-06 | 0.26091 | 0.22965 | 0.22965 | 4 | 383 | 0 | 0.060283 | 0.058502 | 0.058502 | 383 | 17
384 | 6.4 | 0 | 0.18035 | 0.00011046 | 0 | 0.18035 | 0.0004347 | 0 | 0.00054515 | 9.0859e-06 | 0.26091 | 0.22965 | 0.22965 | 4 | 384 | 0 | 0.060283 | 0.058502 | 0.058502 | 384 | 17
385 | 6.4167 | 0 | 0.18035 | 0.00010797 | 0 | 0.18035 | 0.00042488 | 0 | 0.00053285 | 8.8808e-06 | 0.26092 | 0.22966 | 0.22966 | 4 | 385 | 0 | 0.060283 | 0.058502 | 0.058502 | 385 | 17
386 | 6.4333 | 0 | 0.18035 | 0.00010553 | 0 | 0.18035 | 0.00041529 | 0 | 0.00052082 | 8.6803e-06 | 0.26092 | 0.22966 | 0.22966 | 4 | 386 | 0 | 0.060283 | 0.058502 | 0.058502 | 386 | 17
387 | 6.45 | 0 | 0.18035 | 0.00010315 | 0 | 0.18035 | 0.00040592 | 0 | 0.00050906 | 8.4844e-06 | 0.26093 | 0.22966 | 0.22966 | 4 | 387 | 0 | 0.060283 | 0.058502 | 0.058502 | 387 | 17
388 | 6.4667 | 0 | 0.18035 | 0.00010082 | 0 | 0.18035 | 0.00039675 | 0 | 0.00049757 | 8.2928e-06 | 0.26093 | 0.22967 | 0.22967 | 4 | 388 | 0 | 0.060283 | 0.058502 | 0.058502 | 388 | 17
389 | 6.4833 | 0 | 0.18035 | 9.8542e-05 | 0 | 0.18035 | 0.0003878 | 0 | 0.00048634 | 8.1056e-06 | 0.26094 | 0.22967 | 0.22967 | 4 | 389 | 0 | 0.060283 | 0.058502 | 0.058502 | 389 | 17
390 | 6.5 | 0 | 0.18035 | 9.6317e-05 | 0 | 0.18035 | 0.00037904 | 0 | 0.00047536 | 7.9226e-06 | 0.26094 | 0.22967 | 0.22967 | 4 | 390 | 0 | 0.060283 | 0.058502 | 0.058502 | 390 | 17
391 | 6.5167 | 0 | 0.18035 | 9.4143e-05 | 0 | 0.18035 | 0.00037048 | 0 | 0.00046463 | 7.7438e-06 | 0.26095 | 0.22968 | 0.22968 | 4 | 391 | 0 | 0.060283 | 0.058502 | 0.058502 | 391 | 17
392 | 6.5333 | 0 | 0.18035 | 9.2017e-05 | 0 | 0.18035 | 0.00036212 | 0 | 0.00045414 | 7.569e-06 | 0.26095 | 0.22968 | 0.22968 | 4 | 392 | 0 | 0.060283 | 0.058502 | 0.058502 | 392 | 17
393 | 6.55 | 0 | 0.18035 | 8.994e-05 | 0 | 0.18035 | 0.00035395 | 0 | 0.00044389 | 7.3981e-06 | 0.26095 | 0.22968 | 0.22968 | 4 | 393 | 0 | 0.060283 | 0.058502 | 0.058502 | 393 | 17
394 | 6.5667 | 0 | 0.18035 | 8.791e-05 | 0 | 0.18035 | 0.00034596 | 0 | 0.00043387 | 7.2311e-06 | 0.26096 | 0.22969 | 0.22969 | 4 | 394 | 0 | 0.060283 | 0.058502 | 0.058502 | 394 | 17
395 | 6.5833 | 0 | 0.18035 | 8.5925e-05 | 0 | 0.18035 | 0.00033815 | 0 | 0.00042407 | 7.0679e-06 | 0.26096 | 0.22969 | 0.22969 | 4 | 395 | 0 | 0.060283 | 0.058502 | 0.058502 | 395 | 17
396 | 6.6 | 0 | 0.18035 | 8.3986e-05 | 0 | 0.18035 | 0.00033051 | 0 | 0.0004145 | 6.9083e-06 | 0.26096 | 0.22969 | 0.22969 | 4 | 396 | 0 | 0.060283 | 0.058502 | 0.058502 | 396 | 17
397 | 6.6167 | 0 | 0.18035 | 8.209e-05 | 0 | 0.18035 | 0.00032305 | 0 | 0.00040514 | 6.7524e-06 | 0.26097 | 0.22969 | 0.22969 | 4 | 397 | 0 | 0.060283 | 0.058502 | 0.058502 | 397 | 17
398 | 6.6333 | 0 | 0.18035 | 8.0236e-05 | 0 | 0.18035 | 0.00031576 | 0 | 0.000396 | 6.5999e-06 | 0.26097 | 0.2297 | 0.2297 | 4 | 398 | 0 | 0.060283 | 0.058502 | 0.058502 | 398 | 17
399 | 6.65 | 0 | 0.18035 | 7.8425e-05 | 0 | 0.18035 | 0.00030863 | 0 | 0.00038706 | 6.4509e-06 | 0.26098 | 0.2297 | 0.2297 | 4 | 399 | 0 | 0.060283 | 0.058502 | 0.058502 | 399 | 17
400 | 6.6667 | 0 | 0.18035 | 7.6655e-05 | 0 | 0.18035 | 0.00030166 | 0 | 0.00037832 | 6.3053e-06 | 0.26098 | 0.2297 | 0.2297 | 4 | 400 | 0 | 0.060283 | 0.058502 | 0.058502 | 400 | 17
401 | 6.6833 | 0 | 0.18035 | 7.4924e-05 | 0 | 0.18035 | 0.00029485 | 0 | 0.00036978 | 6.163e-06 | 0.26098 | 0.22971 | 0.22971 | 4 | 401 | 0 | 0.060283 | 0.058502 | 0.058502 | 401 | 17
402 | 6.7 | 0 | 0.18035 | 7.3233e-05 | 0 | 0.18035 | 0.0002882 | 0 | 0.00036143 | 6.0238e-06 | 0.26099 | 0.22971 | 0.22971 | 4 | 402 | 0 | 0.060283 | 0.058502 | 0.058502 | 402 | 17
403 | 6.7167 | 0 | 0.18035 | 7.158e-05 | 0 | 0.18035 | 0.00028169 | 0 | 0.00035327 | 5.8878e-06 | 0.26099 | 0.22971 | 0.22971 | 4 | 403 | 0 | 0.060283 | 0.058502 | 0.058502 | 403 | 17
404 | 6.7333 | 0 | 0.18035 | 6.9964e-05 | 0 | 0.18035 | 0.00027533 | 0 | 0.0003453 | 5.7549e-06 | 0.26099 | 0.22971 | 0.22971 | 4 | 404 | 0 | 0.060283 | 0.058502 | 0.058502 | 404 | 17
405 | 6.75 | 0 | 0.18035 | 6.8384e-05 | 0 | 0.18035 | 0.00026912 | 0 | 0.0003375 | 5.625e-06 | 0.26099 | 0.22972 | 0.22972 | 4 | 405 | 0 | 0.060283 | 0.058502 | 0.058502 | 405 | 17
406 | 6.7667 | 0 | 0.18035 | 6.6841e-05 | 0 | 0.18035 | 0.00026304 | 0 | 0.00032988 | 5.498e-06 | 0.261 | 0.22972 | 0.22972 | 4 | 406 | 0 | 0.060283 | 0.058502 | 0.058502 | 406 | 17
407 | 6.7833 | 0 | 0.18035 | 6.5332e-05 | 0 | 0.18035 | 0.0002571 | 0 | 0.00032244 | 5.3739e-06 | 0.261 | 0.22972 | 0.22972 | 4 | 407 | 0 | 0.060283 | 0.058502 | 0.058502 | 407 | 17
408 | 6.8 | 0 | 0.18035 | 6.3857e-05 | 0 | 0.18035 | 0.0002513 | 0 | 0.00031516 | 5.2526e-06 | 0.261 | 0.22972 | 0.22972 | 4 | 408 | 0 | 0.060283 | 0.058502 | 0.058502 | 408 | 17
409 | 6.8167 | 0 | 0.18035 | 6.2415e-05 | 0 | 0.18035 | 0.00024563 | 0 | 0.00030804 | 5.134e-06 | 0.26101 | 0.22972 | 0.22972 | 4 | 409 | 0 | 0.060283 | 0.058502 | 0.058502 | 409 | 17
410 | 6.8333 | 0 | 0.18035 | 6.1006e-05 | 0 | 0.18035 | 0.00024008 | 0 | 0.00030109 | 5.0181e-06 | 0.26101 | 0.22973 | 0.22973 | 4 | 410 | 0 | 0.060283 | 0.058502 | 0.058502 | 410 | 17
411 | 6.85 | 0 | 0.18035 | 5.9629e-05 | 0 | 0.18035 | 0.00023466 | 0 | 0.00029429 | 4.9048e-06 | 0.26101 | 0.22973 | 0.22973 | 4 | 411 | 0 | 0.060283 | 0.058502 | 0.058502 | 411 | 17
412 | 6.8667 | 0 | 0.18035 | 5.8283e-05 | 0 | 0.18035 | 0.00022936 | 0 | 0.00028765 | 4.7941e-06 | 0.26101 | 0.22973 | 0.22973 | 4 | 412 | 0 | 0.060283 | 0.058502 | 0.058502 | 412 | 17
413 | 6.8833 | 0 | 0.18035 | 5.6967e-05 | 0 | 0.18035 | 0.00022419 | 0 | 0.00028115 | 4.6859e-06 | 0.26102 | 0.22973 | 0.22973 | 4 | 413 | 0 | 0.060283 | 0.058502 | 0.058502 | 413 | 17
414 | 6.9 | 0 | 0.18035 | 5.5681e-05 | 0 | 0.18035 | 0.00021913 | 0 | 0.00027481 | 4.5801e-06 | 0.26102 | 0.22973 | 0.22973 | 4 | 414 | 0 | 0.060283 | 0.058502 | 0.058502 | 414 | 17
415 | 6.9167 | 0 | 0.18035 | 5.4424e-05 | 0 | 0.18035 | 0.00021418 | 0 | 0.0002686 | 4.4767e-06 | 0.26102 | 0.22974 | 0.22974 | 4 | 415 | 0 | 0.060283 | 0.058502 | 0.058502 | 415 | 17
416 | 6.9333 | 0 | 0.18035 | 5.3196e-05 | 0 | 0.18035 | 0.00020934 | 0 | 0.00026254 | 4.3757e-06 | 0.26102 | 0.22974 | 0.22974 | 4 | 416 | 0 | 0.060283 | 0.058502 | 0.058502 | 416 | 17
417 | 6.95 | 0 | 0.18035 | 5.1995e-05 | 0 | 0.18035 | 0.00020462 | 0 | 0.00025661 | 4.2769e-06 | 0.26103 | 0.22974 | 0.22974 | 4 | 417 | 0 | 0.060283 | 0.058502 | 0.058502 | 417 | 17
418 | 6.9667 | 0 | 0.18035 | 5.0821e-05 | 0 | 0.18035 | 0.0002 | 0 | 0.00025082 | 4.1803e-06 | 0.26103 | 0.22974 | 0.22974 | 4 | 418 | 0 | 0.060283 | 0.058502 | 0.058502 | 418 | 17
419 | 6.9833 | 0 | 0.18035 | 4.9674e-05 | 0 | 0.18035 | 0.00019548 | 0 | 0.00024516 | 4.086e-06 | 0.26103 | 0.22974 | 0.22974 | 4 | 419 | 0 | 0.060283 | 0.058502 | 0.058502 | 419 | 17
420 | 7 | 0 | 0.18035 | 4.8552e-05 | 0 | 0.18035 | 0.00019107 | 0 | 0.00023962 | 3.9937e-06 | 0.26103 | 0.22974 | 0.22974 | 4 | 420 | 0 | 0.060283 | 0.058502 | 0.058502 | 420 | 17
421 | 7.0167 | 0 | 0.18035 | 4.7456e-05 | 0 | 0.18035 | 0.00018676 | 0 | 0.00023421 | 3.9036e-06 | 0.26104 | 0.22975 | 0.22975 | 4 | 421 | 0 | 0.060283 | 0.058502 | 0.058502 | 421 | 17
422 | 7.0333 | 0 | 0.18035 | 4.6385e-05 | 0 | 0.18035 | 0.00018254 | 0 | 0.00022893 | 3.8154e-06 | 0.26104 | 0.22975 | 0.22975 | 4 | 422 | 0 | 0.060283 | 0.058502 | 0.058502 | 422 | 17
423 | 7.05 | 0 | 0.18035 | 4.5338e-05 | 0 | 0.18035 | 0.00017842 | 0 | 0.00022376 | 3.7293e-06 | 0.26104 | 0.22975 | 0.22975 | 4 | 423 | 0 | 0.060283 | 0.058502 | 0.058502 | 423 | 17
424 | 7.0667 | 0 | 0.18035 | 4.4314e-05 | 0 | 0.18035 | 0.00017439 | 0 | 0.00021871 | 3.6451e-06 | 0.26104 | 0.22975 | 0.22975 | 4 | 424 | 0 | 0.060283 | 0.058502 | 0.058502 | 424 | 17
425 | 7.0833 | 0 | 0.18035 | 4.3314e-05 | 0 | 0.18035 | 0.00017046 | 0 | 0.00021377 | 3.5628e-06 | 0.26104 | 0.22975 | 0.22975 | 4 | 425 | 0 | 0.060283 | 0.058502 | 0.058502 | 425 | 17
426 | 7.1 | 0 | 0.18035 | 4.2336e-05 | 0 | 0.18035 | 0.00016661 | 0 | 0.00020894 | 3.4824e-06 | 0.26105 | 0.22975 | 0.22975 | 4 | 426 | 0 | 0.060283 | 0.058502 | 0.058502 | 426 | 17
427 | 7.1167 | 0 | 0.18035 | 4.1381e-05 | 0 | 0.18035 | 0.00016285 | 0 | 0.00020423 | 3.4038e-06 | 0.26105 | 0.22976 | 0.22976 | 4 | 427 | 0 | 0.060283 | 0.058502 | 0.058502 | 427 | 17
428 | 7.1333 | 0 | 0.18035 | 4.0446e-05 | 0 | 0.18035 | 0.00015917 | 0 | 0.00019962 | 3.327e-06 | 0.26105 | 0.22976 | 0.22976 | 4 | 428 | 0 | 0.060283 | 0.058502 | 0.058502 | 428 | 17
429 | 7.15 | 0 | 0.18035 | 3.9533e-05 | 0 | 0.18035 | 0.00015558 | 0 | 0.00019511 | 3.2518e-06 | 0.26105 | 0.22976 | 0.22976 | 4 | 429 | 0 | 0.060283 | 0.058502 | 0.058502 | 429 | 17
430 | 7.1667 | 0 | 0.18035 | 3.8641e-05 | 0 | 0.18035 | 0.00015207 | 0 | 0.00019071 | 3.1784e-06 | 0.26105 | 0.22976 | 0.22976 | 4 | 430 | 0 | 0.060283 | 0.058502 | 0.058502 | 430 | 17
431 | 7.1833 | 0 | 0.18035 | 3.7769e-05 | 0 | 0.18035 | 0.00014863 | 0 | 0.0001864 | 3.1067e-06 | 0.26105 | 0.22976 | 0.22976 | 4 | 431 | 0 | 0.060283 | 0.058502 | 0.058502 | 431 | 17
432 | 7.2 | 0 | 0.18035 | 3.6916e-05 | 0 | 0.18035 | 0.00014528 | 0 | 0.00018219 | 3.0366e-06 | 0.26106 | 0.22976 | 0.22976 | 4 | 432 | 0 | 0.060283 | 0.058502 | 0.058502 | 432 | 17
433 | 7.2167 | 0 | 0.18035 | 3.6083e-05 | 0 | 0.18035 | 0.000142 | 0 | 0.00017808 | 2.968e-06 | 0.26106 | 0.22976 | 0.22976 | 4 | 433 | 0 | 0.060283 | 0.058502 | 0.058502 | 433 | 17
434 | 7.2333 | 0 | 0.18035 | 3.5268e-05 | 0 | 0.18035 | 0.00013879 | 0 | 0.00017406 | 2.901e-06 | 0.26106 | 0.22976 | 0.22976 | 4 | 434 | 0 | 0.060283 | 0.058502 | 0.058502 | 434 | 17
435 | 7.25 | 0 | 0.18035 | 3.4472e-05 | 0 | 0.18035 | 0.00013566 | 0 | 0.00017013 | 2.8355e-06 | 0.26106 | 0.22977 | 0.22977 | 4 | 435 | 0 | 0.060283 | 0.058502 | 0.058502 | 435 | 17
436 | 7.2667 | 0 | 0.18035 | 3.3694e-05 | 0 | 0.18035 | 0.0001326 | 0 | 0.00016629 | 2.7715e-06 | 0.26106 | 0.22977 | 0.22977 | 4 | 436 | 0 | 0.060283 | 0.058502 | 0.058502 | 436 | 17
437 | 7.2833 | 0 | 0.18035 | 3.2933e-05 | 0 | 0.18035 | 0.0001296 | 0 | 0.00016254 | 2.7089e-06 | 0.26106 | 0.22977 | 0.22977 | 4 | 437 | 0 | 0.060283 | 0.058502 | 0.058502 | 437 | 17
438 | 7.3 | 0 | 0.18035 | 3.219e-05 | 0 | 0.18035 | 0.00012668 | 0 | 0.00015887 | 2.6478e-06 | 0.26106 | 0.22977 | 0.22977 | 4 | 438 | 0 | 0.060283 | 0.058502 | 0.058502 | 438 | 17
439 | 7.3167 | 0 | 0.18035 | 3.1463e-05 | 0 | 0.18035 | 0.00012382 | 0 | 0.00015528 | 2.588e-06 | 0.26107 | 0.22977 | 0.22977 | 4 | 439 | 0 | 0.060283 | 0.058502 | 0.058502 | 439 | 17
440 | 7.3333 | 0 | 0.18035 | 3.0753e-05 | 0 | 0.18035 | 0.00012102 | 0 | 0.00015178 | 2.5296e-06 | 0.26107 | 0.22977 | 0.22977 | 4 | 440 | 0 | 0.060283 | 0.058502 | 0.058502 | 440 | 17
441 | 7.35 | 0 | 0.18035 | 3.0058e-05 | 0 | 0.18035 | 0.00011829 | 0 | 0.00014835 | 2.4725e-06 | 0.26107 | 0.22977 | 0.22977 | 4 | 441 | 0 | 0.060283 | 0.058502 | 0.058502 | 441 | 17
442 | 7.3667 | 0 | 0.18035 | 2.938e-05 | 0 | 0.18035 | 0.00011562 | 0 | 0.000145 | 2.4167e-06 | 0.26107 | 0.22977 | 0.22977 | 4 | 442 | 0 | 0.060283 | 0.058502 | 0.058502 | 442 | 17
443 | 7.3833 | 0 | 0.18035 | 2.8717e-05 | 0 | 0.18035 | 0.00011301 | 0 | 0.00014173 | 2.3621e-06 | 0.26107 | 0.22977 | 0.22977 | 4 | 443 | 0 | 0.060283 | 0.058502 | 0.058502 | 443 | 17
444 | 7.4 | 0 | 0.18035 | 2.8068e-05 | 0 | 0.18035 | 0.00011046 | 0 | 0.00013853 | 2.3088e-06 | 0.26107 | 0.22977 | 0.22977 | 4 | 444 | 0 | 0.060283 | 0.058502 | 0.058502 | 444 | 17
445 | 7.4167 | 0 | 0.18035 | 2.7435e-05 | 0 | 0.18035 | 0.00010797 | 0 | 0.0001354 | 2.2567e-06 | 0.26107 | 0.22978 | 0.22978 | 4 | 445 | 0 | 0.060283 | 0.058502 | 0.058502 | 445 | 17
446 | 7.4333 | 0 | 0.18035 | 2.6815e-05 | 0 | 0.18035 | 0.00010553 | 0 | 0.00013234 | 2.2057e-06 | 0.26107 | 0.22978 | 0.22978 | 4 | 446 | 0 | 0.060283 | 0.058502 | 0.058502 | 446 | 17
447 | 7.45 | 0 | 0.18035 | 2.621e-05 | 0 | 0.18035 | 0.00010315 | 0 | 0.00012936 | 2.1559e-06 | 0.26108 | 0.22978 | 0.22978 | 4 | 447 | 0 | 0.060283 | 0.058502 | 0.058502 | 447 | 17
448 | 7.4667 | 0 | 0.18035 | 2.5618e-05 | 0 | 0.18035 | 0.00010082 | 0 | 0.00012644 | 2.1073e-06 | 0.26108 | 0.22978 | 0.22978 | 4 | 448 | 0 | 0.060283 | 0.058502 | 0.058502 | 448 | 17
449 | 7.4833 | 0 | 0.18035 | 2.504e-05 | 0 | 0.18035 | 9.8542e-05 | 0 | 0.00012358 | 2.0597e-06 | 0.26108 | 0.22978 | 0.22978 | 4 | 449 | 0 | 0.060283 | 0.058502 | 0.058502 | 449 | 17
450 | 7.5 | 0 | 0.18035 | 2.4475e-05 | 0 | 0.18035 | 9.6317e-05 | 0 | 0.00012079 | 2.0132e-06 | 0.26108 | 0.22978 | 0.22978 | 4 | 450 | 0 | 0.060283 | 0.058502 | 0.058502 | 450 | 17
451 | 7.5167 | 0 | 0.18035 | 2.3922e-05 | 0 | 0.18035 | 9.4143e-05 | 0 | 0.00011806 | 1.9677e-06 | 0.26108 | 0.22978 | 0.22978 | 4 | 451 | 0 | 0.060283 | 0.058502 | 0.058502 | 451 | 17
452 | 7.5333 | 0 | 0.18035 | 2.3382e-05 | 0 | 0.18035 | 9.2017e-05 | 0 | 0.0001154 | 1.9233e-06 | 0.26108 | 0.22978 | 0.22978 | 4 | 452 | 0 | 0.060283 | 0.058502 | 0.058502 | 452 | 17
453 | 7.55 | 0 | 0.18035 | 2.2854e-05 | 0 | 0.18035 | 8.994e-05 | 0 | 0.00011279 | 1.8799e-06 | 0.26108 | 0.22978 | 0.22978 | 4 | 453 | 0 | 0.060283 | 0.058502 | 0.058502 | 453 | 17
454 | 7.5667 | 0 | 0.18035 | 2.2338e-05 | 0 | 0.18035 | 8.791e-05 | 0 | 0.00011025 | 1.8375e-06 | 0.26108 | 0.22978 | 0.22978 | 4 | 454 | 0 | 0.060283 | 0.058502 | 0.058502 | 454 | 17
455 | 7.5833 | 0 | 0.18035 | 2.1834e-05 | 0 | 0.18035 | 8.5925e-05 | 0 | 0.00010776 | 1.796e-06 | 0.26108 | 0.22978 | 0.22978 | 4 | 455 | 0 | 0.060283 | 0.058502 | 0.058502 | 455 | 17
456 | 7.6 | 0 | 0.18035 | 2.1341e-05 | 0 | 0.18035 | 8.3986e-05 | 0 | 0.00010533 | 1.7554e-06 | 0.26109 | 0.22978 | 0.22978 | 4 | 456 | 0 | 0.060283 | 0.058502 | 0.058502 | 456 | 17
457 | 7.6167 | 0 | 0.18035 | 2.086e-05 | 0 | 0.18035 | 8.209e-05 | 0 | 0.00010295 | 1.7158e-06 | 0.26109 | 0.22979 | 0.22979 | 4 | 457 | 0 | 0.060283 | 0.058502 | 0.058502 | 457 | 17
458 | 7.6333 | 0 | 0.18035 | 2.0389e-05 | 0 | 0.18035 | 8.0236e-05 | 0 | 0.00010063 | 1.6771e-06 | 0.26109 | 0.22979 | 0.22979 | 4 | 458 | 0 | 0.060283 | 0.058502 | 0.058502 | 458 | 17
459 | 7.65 | 0 | 0.18035 | 1.9928e-05 | 0 | 0.18035 | 7.8425e-05 | 0 | 9.8354e-05 | 1.6392e-06 | 0.26109 | 0.22979 | 0.22979 | 4 | 459 | 0 | 0.060283 | 0.058502 | 0.058502 | 459 | 17
460 | 7.6667 | 0 | 0.18035 | 1.9479e-05 | 0 | 0.18035 | 7.6655e-05 | 0 | 9.6133e-05 | 1.6022e-06 | 0.26109 | 0.22979 | 0.22979 | 4 | 460 | 0 | 0.060283 | 0.058502 | 0.058502 | 460 | 17
461 | 7.6833 | 0 | 0.18035 | 1.9039e-05 | 0 | 0.18035 | 7.4924e-05 | 0 | 9.3963e-05 | 1.5661e-06 | 0.26109 | 0.22979 | 0.22979 | 4 | 461 | 0 | 0.060283 | 0.058502 | 0.058502 | 461 | 17
462 | 7.7 | 0 | 0.18035 | 1.8609e-05 | 0 | 0.18035 | 7.3233e-05 | 0 | 9.1842e-05 | 1.5307e-06 | 0.26109 | 0.22979 | 0.22979 | 4 | 462 | 0 | 0.060283 | 0.058502 | 0.058502 | 462 | 17
463 | 7.7167 | 0 | 0.18035 | 1.8189e-05 | 0 | 0.18035 | 7.158e-05 | 0 | 8.9769e-05 | 1.4961e-06 | 0.26109 | 0.22979 | 0.22979 | 4 | 463 | 0 | 0.060283 | 0.058502 | 0.058502 | 463 | 17
464 | 7.7333 | 0 | 0.18035 | 1.7778e-05 | 0 | 0.18035 | 6.9964e-05 | 0 | 8.7742e-05 | 1.4624e-06 | 0.26109 | 0.22979 | 0.22979 | 4 | 464 | 0 | 0.060283 | 0.058502 | 0.058502 | 464 | 17
465 | 7.75 | 0 | 0.18035 | 1.7377e-05 | 0 | 0.18035 | 6.8384e-05 | 0 | 8.5761e-05 | 1.4294e-06 | 0.26109 | 0.22979 | 0.22979 | 4 | 465 | 0 | 0.060283 | 0.058502 | 0.058502 | 465 | 17
466 | 7.7667 | 0 | 0.18035 | 1.6985e-05 | 0 | 0.18035 | 6.6841e-05 | 0 | 8.3825e-05 | 1.3971e-06 | 0.26109 | 0.22979 | 0.22979 | 4 | 466 | 0 | 0.060283 | 0.058502 | 0.058502 | 466 | 17
467 | 7.7833 | 0 | 0.18035 | 1.6601e-05 | 0 | 0.18035 | 6.5332e-05 | 0 | 8.1933e-05 | 1.3656e-06 | 0.26109 | 0.22979 | 0.22979 | 4 | 467 | 0 | 0.060283 | 0.058502 | 0.058502 | 467 | 17
468 | 7.8 | 0 | 0.18035 | 1.6226e-05 | 0 | 0.18035 | 6.3857e-05 | 0 | 8.0083e-05 | 1.3347e-06 | 0.2611 | 0.22979 | 0.22979 | 4 | 468 | 0 | 0.060283 | 0.058502 | 0.058502 | 468 | 17
469 | 7.8167 | 0 | 0.18035 | 1.586e-05 | 0 | 0.18035 | 6.2415e-05 | 0 | 7.8276e-05 | 1.3046e-06 | 0.2611 | 0.22979 | 0.22979 | 4 | 469 | 0 | 0.060283 | 0.058502 | 0.058502 | 469 | 17
470 | 7.8333 | 0 | 0.18035 | 1.5502e-05 | 0 | 0.18035 | 6.1006e-05 | 0 | 7.6509e-05 | 1.2751e-06 | 0.2611 | 0.22979 | 0.22979 | 4 | 470 | 0 | 0.060283 | 0.058502 | 0.058502 | 470 | 17
471 | 7.85 | 0 | 0.18035 | 1.5152e-05 | 0 | 0.18035 | 5.9629e-05 | 0 | 7.4781e-05 | 1.2464e-06 | 0.2611 | 0.22979 | 0.22979 | 4 | 471 | 0 | 0.060283 | 0.058502 | 0.058502 | 471 | 17
472 | 7.8667 | 0 | 0.18035 | 1.481e-05 | 0 | 0.18035 | 5.8283e-05 | 0 | 7.3093e-05 | 1.2182e-06 | 0.2611 | 0.22979 | 0.22979 | 4 | 472 | 0 | 0.060283 | 0.058502 | 0.058502 | 472 | 17
473 | 7.8833 | 0 | 0.18035 | 1.4476e-05 | 0 | 0.18035 | 5.6967e-05 | 0 | 7.1443e-05 | 1.1907e-06 | 0.2611 | 0.2298 | 0.2298 | 4 | 473 | 0 | 0.060283 | 0.058502 | 0.058502 | 473 | 17
474 | 7.9 | 0 | 0.18035 | 1.4149e-05 | 0 | 0.18035 | 5.5681e-05 | 0 | 6.983e-05 | 1.1638e-06 | 0.2611 | 0.2298 | 0.2298 | 4 | 474 | 0 | 0.060283 | 0.058502 | 0.058502 | 474 | 17
475 | 7.9167 | 0 | 0.18035 | 1.383e-05 | 0 | 0.18035 | 5.4424e-05 | 0 | 6.8254e-05 | 1.1376e-06 | 0.2611 | 0.2298 | 0.2298 | 4 | 475 | 0 | 0.060283 | 0.058502 | 0.058502 | 475 | 17
476 | 7.9333 | 0 | 0.18035 | 1.3517e-05 | 0 | 0.18035 | 5.3196e-05 | 0 | 6.6713e-05 | 1.1119e-06 | 0.2611 | 0.2298 | 0.2298 | 4 | 476 | 0 | 0.060283 | 0.058502 | 0.058502 | 476 | 17
477 | 7.95 | 0 | 0.18035 | 1.3212e-05 | 0 | 0.18035 | 5.1995e-05 | 0 | 6.5207e-05 | 1.0868e-06 | 0.2611 | 0.2298 | 0.2298 | 4 | 477 | 0 | 0.060283 | 0.058502 | 0.058502 | 477 | 17
478 | 7.9667 | 0 | 0.18035 | 1.2914e-05 | 0 | 0.18035 | 5.0821e-05 | 0 | 6.3735e-05 | 1.0623e-06 | 0.2611 | 0.2298 | 0.2298 | 4 | 478 | 0 | 0.060283 | 0.058502 | 0.058502 | 478 | 17
479 | 7.9833 | 0 | 0.18035 | 1.2622e-05 | 0 | 0.18035 | 4.9674e-05 | 0 | 6.2296e-05 | 1.0383e-06 | 0.2611 | 0.2298 | 0.2298 | 4 | 479 | 0 | 0.060283 | 0.058502 | 0.058502 | 479 | 17
480 | 8 | 0 | 0.18035 | 1.2338e-05 | 0 | 0.18035 | 4.8552e-05 | 0 | 6.089e-05 | 1.0148e-06 | 0.2611 | 0.2298 | 0.2298 | 4 | 480 | 0 | 0.060283 | 0.058502 | 0.058502 | 480 | 17

## Measles (hidden)
| Enter (hr) | Exit (hr) | Erq (quanta/hr)
Susc. Occ. A | 0 | 1 | --
Inf. Occ. t(0) | 0 | 1 | 570
Inf. Occ. #2 | 1 | 2 | 570
[12 empty] | risk Erq | [5 empty] | risk Erq
| I = | 1 |  |  | Yes | [6 empty] | probability | 1 |  |  |  |  | probability | 1
|  | Inf. Occ. t(0) | Inf. Occ. t(0) | Inf. Occ. t(0) | Inf. Occ. #2 | Inf. Occ #2 | Inf. Occ #2 | no | Total | Continuous Occupancy | [5 empty] | Susceptible Occupant A
time (min) | time (hr) | quanta/hr | quanta/m3 occ | quanta/m3 | quanta/hr | quanta/m3 occ | quanta/m3 | quanta/m3 | quanta/m3 | n(t)dt | Dq | PI | R | Occupancy | time (min) | n(t)dt | Dq | PI | R | time (min) | Occupancy
0.1 | 0.0016667 | 570 | 0.0011861 | 0.0011861 | 0 | 0 | 0 | 0 | 0.0011861 | [10 empty] | 0.1
1 | 0.016667 | 570 | 0.01174 | 0.01174 | 0 | 0 | 0 | 0 | 0.01174 | 0.00017611 | 9.5098e-05 | 9.5093e-05 | 9.5093e-05 | 10516 | 1 | 0.00017611 | 9.5098e-05 | 9.5093e-05 | 9.5093e-05 | 1 | 10516
2 | 0.033333 | 570 | 0.023216 | 0.023216 | 0 | 0 | 0 | 0 | 0.023216 | 0.00038693 | 0.00030404 | 0.00030399 | 0.00030399 | 3289 | 2 | 0.00038693 | 0.00030404 | 0.00030399 | 0.00030399 | 2 | 3289
3 | 0.05 | 570 | 0.034432 | 0.034432 | 0 | 0 | 0 | 0 | 0.034432 | 0.00057387 | 0.00061393 | 0.00061374 | 0.00061374 | 1629 | 3 | 0.00057387 | 0.00061393 | 0.00061374 | 0.00061374 | 3 | 1629
4 | 0.066667 | 570 | 0.045395 | 0.045395 | 0 | 0 | 0 | 0 | 0.045395 | 0.00075659 | 0.0010225 | 0.001022 | 0.001022 | 978 | 4 | 0.00075659 | 0.0010225 | 0.001022 | 0.001022 | 4 | 978
5 | 0.083333 | 570 | 0.056111 | 0.056111 | 0 | 0 | 0 | 0 | 0.056111 | 0.00093518 | 0.0015275 | 0.0015263 | 0.0015263 | 655 | 5 | 0.00093518 | 0.0015275 | 0.0015263 | 0.0015263 | 5 | 655
6 | 0.1 | 570 | 0.066585 | 0.066585 | 0 | 0 | 0 | 0 | 0.066585 | 0.0011097 | 0.0021268 | 0.0021245 | 0.0021245 | 470 | 6 | 0.0011097 | 0.0021268 | 0.0021245 | 0.0021245 | 6 | 470
7 | 0.11667 | 570 | 0.076822 | 0.076822 | 0 | 0 | 0 | 0 | 0.076822 | 0.0012804 | 0.0028182 | 0.0028142 | 0.0028142 | 355 | 7 | 0.0012804 | 0.0028182 | 0.0028142 | 0.0028142 | 7 | 355
8 | 0.13333 | 570 | 0.086828 | 0.086828 | 0 | 0 | 0 | 0 | 0.086828 | 0.0014471 | 0.0035996 | 0.0035931 | 0.0035931 | 278 | 8 | 0.0014471 | 0.0035996 | 0.0035931 | 0.0035931 | 8 | 278
9 | 0.15 | 570 | 0.096609 | 0.096609 | 0 | 0 | 0 | 0 | 0.096609 | 0.0016101 | 0.0044691 | 0.0044591 | 0.0044591 | 224 | 9 | 0.0016101 | 0.0044691 | 0.0044591 | 0.0044591 | 9 | 224
10 | 0.16667 | 570 | 0.10617 | 0.10617 | 0 | 0 | 0 | 0 | 0.10617 | 0.0017695 | 0.0054246 | 0.0054099 | 0.0054099 | 184 | 10 | 0.0017695 | 0.0054246 | 0.0054099 | 0.0054099 | 10 | 184
11 | 0.18333 | 570 | 0.11551 | 0.11551 | 0 | 0 | 0 | 0 | 0.11551 | 0.0019252 | 0.0064642 | 0.0064434 | 0.0064434 | 155 | 11 | 0.0019252 | 0.0064642 | 0.0064434 | 0.0064434 | 11 | 155
12 | 0.2 | 570 | 0.12464 | 0.12464 | 0 | 0 | 0 | 0 | 0.12464 | 0.0020774 | 0.007586 | 0.0075573 | 0.0075573 | 132 | 12 | 0.0020774 | 0.007586 | 0.0075573 | 0.0075573 | 12 | 132
13 | 0.21667 | 570 | 0.13357 | 0.13357 | 0 | 0 | 0 | 0 | 0.13357 | 0.0022262 | 0.0087882 | 0.0087497 | 0.0087497 | 114 | 13 | 0.0022262 | 0.0087882 | 0.0087497 | 0.0087497 | 13 | 114
14 | 0.23333 | 570 | 0.1423 | 0.1423 | 0 | 0 | 0 | 0 | 0.1423 | 0.0023716 | 0.010069 | 0.010018 | 0.010018 | 99 | 14 | 0.0023716 | 0.010069 | 0.010018 | 0.010018 | 14 | 99
15 | 0.25 | 570 | 0.15082 | 0.15082 | 0 | 0 | 0 | 0 | 0.15082 | 0.0025137 | 0.011426 | 0.011361 | 0.011361 | 88 | 15 | 0.0025137 | 0.011426 | 0.011361 | 0.011361 | 15 | 88
16 | 0.26667 | 570 | 0.15916 | 0.15916 | 0 | 0 | 0 | 0 | 0.15916 | 0.0026527 | 0.012859 | 0.012776 | 0.012776 | 78 | 16 | 0.0026527 | 0.012859 | 0.012776 | 0.012776 | 16 | 78
17 | 0.28333 | 570 | 0.16731 | 0.16731 | 0 | 0 | 0 | 0 | 0.16731 | 0.0027885 | 0.014364 | 0.014262 | 0.014262 | 70 | 17 | 0.0027885 | 0.014364 | 0.014262 | 0.014262 | 17 | 70
18 | 0.3 | 570 | 0.17527 | 0.17527 | 0 | 0 | 0 | 0 | 0.17527 | 0.0029212 | 0.015942 | 0.015816 | 0.015816 | 63 | 18 | 0.0029212 | 0.015942 | 0.015816 | 0.015816 | 18 | 63
19 | 0.31667 | 570 | 0.18306 | 0.18306 | 0 | 0 | 0 | 0 | 0.18306 | 0.0030509 | 0.017589 | 0.017436 | 0.017436 | 57 | 19 | 0.0030509 | 0.017589 | 0.017436 | 0.017436 | 19 | 57
20 | 0.33333 | 570 | 0.19066 | 0.19066 | 0 | 0 | 0 | 0 | 0.19066 | 0.0031777 | 0.019305 | 0.01912 | 0.01912 | 52 | 20 | 0.0031777 | 0.019305 | 0.01912 | 0.01912 | 20 | 52
21 | 0.35 | 570 | 0.1981 | 0.1981 | 0 | 0 | 0 | 0 | 0.1981 | 0.0033017 | 0.021088 | 0.020867 | 0.020867 | 47 | 21 | 0.0033017 | 0.021088 | 0.020867 | 0.020867 | 21 | 47
22 | 0.36667 | 570 | 0.20537 | 0.20537 | 0 | 0 | 0 | 0 | 0.20537 | 0.0034228 | 0.022937 | 0.022676 | 0.022676 | 44 | 22 | 0.0034228 | 0.022937 | 0.022676 | 0.022676 | 22 | 44
23 | 0.38333 | 570 | 0.21247 | 0.21247 | 0 | 0 | 0 | 0 | 0.21247 | 0.0035412 | 0.024849 | 0.024543 | 0.024543 | 40 | 23 | 0.0035412 | 0.024849 | 0.024543 | 0.024543 | 23 | 40
24 | 0.4 | 570 | 0.21942 | 0.21942 | 0 | 0 | 0 | 0 | 0.21942 | 0.0036569 | 0.026824 | 0.026467 | 0.026467 | 37 | 24 | 0.0036569 | 0.026824 | 0.026467 | 0.026467 | 24 | 37
25 | 0.41667 | 570 | 0.2262 | 0.2262 | 0 | 0 | 0 | 0 | 0.2262 | 0.0037701 | 0.028859 | 0.028447 | 0.028447 | 35 | 25 | 0.0037701 | 0.028859 | 0.028447 | 0.028447 | 25 | 35
26 | 0.43333 | 570 | 0.23284 | 0.23284 | 0 | 0 | 0 | 0 | 0.23284 | 0.0038806 | 0.030955 | 0.030481 | 0.030481 | 32 | 26 | 0.0038806 | 0.030955 | 0.030481 | 0.030481 | 26 | 32
27 | 0.45 | 570 | 0.23932 | 0.23932 | 0 | 0 | 0 | 0 | 0.23932 | 0.0039887 | 0.033109 | 0.032567 | 0.032567 | 30 | 27 | 0.0039887 | 0.033109 | 0.032567 | 0.032567 | 27 | 30
28 | 0.46667 | 570 | 0.24566 | 0.24566 | 0 | 0 | 0 | 0 | 0.24566 | 0.0040943 | 0.03532 | 0.034703 | 0.034703 | 28 | 28 | 0.0040943 | 0.03532 | 0.034703 | 0.034703 | 28 | 28
29 | 0.48333 | 570 | 0.25185 | 0.25185 | 0 | 0 | 0 | 0 | 0.25185 | 0.0041976 | 0.037586 | 0.036889 | 0.036889 | 27 | 29 | 0.0041976 | 0.037586 | 0.036889 | 0.036889 | 29 | 27
30 | 0.5 | 570 | 0.25791 | 0.25791 | 0 | 0 | 0 | 0 | 0.25791 | 0.0042985 | 0.039908 | 0.039122 | 0.039122 | 25 | 30 | 0.0042985 | 0.039908 | 0.039122 | 0.039122 | 30 | 25
31 | 0.51667 | 570 | 0.26383 | 0.26383 | 0 | 0 | 0 | 0 | 0.26383 | 0.0043971 | 0.042282 | 0.041401 | 0.041401 | 24 | 31 | 0.0043971 | 0.042282 | 0.041401 | 0.041401 | 31 | 24
32 | 0.53333 | 570 | 0.26961 | 0.26961 | 0 | 0 | 0 | 0 | 0.26961 | 0.0044935 | 0.044709 | 0.043724 | 0.043724 | 22 | 32 | 0.0044935 | 0.044709 | 0.043724 | 0.043724 | 32 | 22
33 | 0.55 | 570 | 0.27527 | 0.27527 | 0 | 0 | 0 | 0 | 0.27527 | 0.0045878 | 0.047186 | 0.04609 | 0.04609 | 21 | 33 | 0.0045878 | 0.047186 | 0.04609 | 0.04609 | 33 | 21
34 | 0.56667 | 570 | 0.28079 | 0.28079 | 0 | 0 | 0 | 0 | 0.28079 | 0.0046799 | 0.049713 | 0.048498 | 0.048498 | 20 | 34 | 0.0046799 | 0.049713 | 0.048498 | 0.048498 | 34 | 20
35 | 0.58333 | 570 | 0.28619 | 0.28619 | 0 | 0 | 0 | 0 | 0.28619 | 0.0047699 | 0.052289 | 0.050945 | 0.050945 | 19 | 35 | 0.0047699 | 0.052289 | 0.050945 | 0.050945 | 35 | 19
36 | 0.6 | 570 | 0.29147 | 0.29147 | 0 | 0 | 0 | 0 | 0.29147 | 0.0048579 | 0.054912 | 0.053432 | 0.053432 | 18 | 36 | 0.0048579 | 0.054912 | 0.053432 | 0.053432 | 36 | 18
37 | 0.61667 | 570 | 0.29663 | 0.29663 | 0 | 0 | 0 | 0 | 0.29663 | 0.0049439 | 0.057582 | 0.055955 | 0.055955 | 17 | 37 | 0.0049439 | 0.057582 | 0.055955 | 0.055955 | 37 | 17
38 | 0.63333 | 570 | 0.30168 | 0.30168 | 0 | 0 | 0 | 0 | 0.30168 | 0.005028 | 0.060297 | 0.058515 | 0.058515 | 17 | 38 | 0.005028 | 0.060297 | 0.058515 | 0.058515 | 38 | 17
39 | 0.65 | 570 | 0.30661 | 0.30661 | 0 | 0 | 0 | 0 | 0.30661 | 0.0051101 | 0.063056 | 0.06111 | 0.06111 | 16 | 39 | 0.0051101 | 0.063056 | 0.06111 | 0.06111 | 39 | 16
40 | 0.66667 | 570 | 0.31143 | 0.31143 | 0 | 0 | 0 | 0 | 0.31143 | 0.0051905 | 0.065859 | 0.063737 | 0.063737 | 15 | 40 | 0.0051905 | 0.065859 | 0.063737 | 0.063737 | 40 | 15
41 | 0.68333 | 570 | 0.31614 | 0.31614 | 0 | 0 | 0 | 0 | 0.31614 | 0.005269 | 0.068705 | 0.066398 | 0.066398 | 15 | 41 | 0.005269 | 0.068705 | 0.066398 | 0.066398 | 41 | 15
42 | 0.7 | 570 | 0.32074 | 0.32074 | 0 | 0 | 0 | 0 | 0.32074 | 0.0053457 | 0.071591 | 0.069089 | 0.069089 | 14 | 42 | 0.0053457 | 0.071591 | 0.069089 | 0.069089 | 42 | 14
43 | 0.71667 | 570 | 0.32524 | 0.32524 | 0 | 0 | 0 | 0 | 0.32524 | 0.0054207 | 0.074518 | 0.07181 | 0.07181 | 13 | 43 | 0.0054207 | 0.074518 | 0.07181 | 0.07181 | 43 | 13
44 | 0.73333 | 570 | 0.32964 | 0.32964 | 0 | 0 | 0 | 0 | 0.32964 | 0.005494 | 0.077485 | 0.074559 | 0.074559 | 13 | 44 | 0.005494 | 0.077485 | 0.074559 | 0.074559 | 44 | 13
45 | 0.75 | 570 | 0.33394 | 0.33394 | 0 | 0 | 0 | 0 | 0.33394 | 0.0055656 | 0.080491 | 0.077336 | 0.077336 | 12 | 45 | 0.0055656 | 0.080491 | 0.077336 | 0.077336 | 45 | 12
46 | 0.76667 | 570 | 0.33814 | 0.33814 | 0 | 0 | 0 | 0 | 0.33814 | 0.0056357 | 0.083534 | 0.08014 | 0.08014 | 12 | 46 | 0.0056357 | 0.083534 | 0.08014 | 0.08014 | 46 | 12
47 | 0.78333 | 570 | 0.34225 | 0.34225 | 0 | 0 | 0 | 0 | 0.34225 | 0.0057041 | 0.086614 | 0.082969 | 0.082969 | 12 | 47 | 0.0057041 | 0.086614 | 0.082969 | 0.082969 | 47 | 12
48 | 0.8 | 570 | 0.34626 | 0.34626 | 0 | 0 | 0 | 0 | 0.34626 | 0.005771 | 0.08973 | 0.085822 | 0.085822 | 11 | 48 | 0.005771 | 0.08973 | 0.085822 | 0.085822 | 48 | 11
49 | 0.81667 | 570 | 0.35019 | 0.35019 | 0 | 0 | 0 | 0 | 0.35019 | 0.0058364 | 0.092882 | 0.088699 | 0.088699 | 11 | 49 | 0.0058364 | 0.092882 | 0.088699 | 0.088699 | 49 | 11
50 | 0.83333 | 570 | 0.35402 | 0.35402 | 0 | 0 | 0 | 0 | 0.35402 | 0.0059003 | 0.096068 | 0.091598 | 0.091598 | 10 | 50 | 0.0059003 | 0.096068 | 0.091598 | 0.091598 | 50 | 10
51 | 0.85 | 570 | 0.35777 | 0.35777 | 0 | 0 | 0 | 0 | 0.35777 | 0.0059628 | 0.099288 | 0.094518 | 0.094518 | 10 | 51 | 0.0059628 | 0.099288 | 0.094518 | 0.094518 | 51 | 10
52 | 0.86667 | 570 | 0.36143 | 0.36143 | 0 | 0 | 0 | 0 | 0.36143 | 0.0060239 | 0.10254 | 0.097459 | 0.097459 | 10 | 52 | 0.0060239 | 0.10254 | 0.097459 | 0.097459 | 52 | 10
53 | 0.88333 | 570 | 0.36501 | 0.36501 | 0 | 0 | 0 | 0 | 0.36501 | 0.0060836 | 0.10583 | 0.10042 | 0.10042 | 9 | 53 | 0.0060836 | 0.10583 | 0.10042 | 0.10042 | 53 | 9
54 | 0.9 | 570 | 0.36851 | 0.36851 | 0 | 0 | 0 | 0 | 0.36851 | 0.0061419 | 0.10914 | 0.1034 | 0.1034 | 9 | 54 | 0.0061419 | 0.10914 | 0.1034 | 0.1034 | 54 | 9
55 | 0.91667 | 570 | 0.37194 | 0.37194 | 0 | 0 | 0 | 0 | 0.37194 | 0.0061989 | 0.11249 | 0.10639 | 0.10639 | 9 | 55 | 0.0061989 | 0.11249 | 0.10639 | 0.10639 | 55 | 9
56 | 0.93333 | 570 | 0.37528 | 0.37528 | 0 | 0 | 0 | 0 | 0.37528 | 0.0062547 | 0.11587 | 0.10941 | 0.10941 | 9 | 56 | 0.0062547 | 0.11587 | 0.10941 | 0.10941 | 56 | 9
57 | 0.95 | 570 | 0.37855 | 0.37855 | 0 | 0 | 0 | 0 | 0.37855 | 0.0063092 | 0.11927 | 0.11244 | 0.11244 | 8 | 57 | 0.0063092 | 0.11927 | 0.11244 | 0.11244 | 57 | 8
58 | 0.96667 | 570 | 0.38174 | 0.38174 | 0 | 0 | 0 | 0 | 0.38174 | 0.0063624 | 0.12271 | 0.11548 | 0.11548 | 8 | 58 | 0.0063624 | 0.12271 | 0.11548 | 0.11548 | 58 | 8
59 | 0.98333 | 570 | 0.38487 | 0.38487 | 0 | 0 | 0 | 0 | 0.38487 | 0.0064144 | 0.12617 | 0.11854 | 0.11854 | 8 | 59 | 0.0064144 | 0.12617 | 0.11854 | 0.11854 | 59 | 8
60 | 1 | 570 | 0.38792 | 0.38792 | 570 | 0 | 0 | 0 | 0.38792 | 0.0064653 | 0.12967 | 0.12161 | 0.12161 | 8 | 60 | 0.0064653 | 0.12967 | 0.12161 | 0.12161 | 60 | 8
61 | 1.0167 | 0 | 0.38792 | 0.37916 | 570 | 0.01174 | 0.01174 | 0 | 0.3909 | 0.006515 | 0.13318 | 0.1247 | 0.1247 | 8 | 61 | 0 | 0.12967 | 0.12161 | 0.12161 | 61 | 8
62 | 1.0333 | 0 | 0.38792 | 0.3706 | 570 | 0.023216 | 0.023216 | 0 | 0.39382 | 0.0065636 | 0.13673 | 0.12779 | 0.12779 | 7 | 62 | 0 | 0.12967 | 0.12161 | 0.12161 | 62 | 8
63 | 1.05 | 0 | 0.38792 | 0.36224 | 570 | 0.034432 | 0.034432 | 0 | 0.39667 | 0.0066111 | 0.1403 | 0.1309 | 0.1309 | 7 | 63 | 0 | 0.12967 | 0.12161 | 0.12161 | 63 | 8
64 | 1.0667 | 0 | 0.38792 | 0.35406 | 570 | 0.045395 | 0.045395 | 0 | 0.39945 | 0.0066576 | 0.14389 | 0.13402 | 0.13402 | 7 | 64 | 0 | 0.12967 | 0.12161 | 0.12161 | 64 | 8
65 | 1.0833 | 0 | 0.38792 | 0.34607 | 570 | 0.056111 | 0.056111 | 0 | 0.40218 | 0.006703 | 0.14751 | 0.13715 | 0.13715 | 7 | 65 | 0 | 0.12967 | 0.12161 | 0.12161 | 65 | 8
66 | 1.1 | 0 | 0.38792 | 0.33825 | 570 | 0.066585 | 0.066585 | 0 | 0.40484 | 0.0067473 | 0.15116 | 0.14029 | 0.14029 | 7 | 66 | 0 | 0.12967 | 0.12161 | 0.12161 | 66 | 8
67 | 1.1167 | 0 | 0.38792 | 0.33062 | 570 | 0.076822 | 0.076822 | 0 | 0.40744 | 0.0067907 | 0.15482 | 0.14343 | 0.14343 | 6 | 67 | 0 | 0.12967 | 0.12161 | 0.12161 | 67 | 8
68 | 1.1333 | 0 | 0.38792 | 0.32315 | 570 | 0.086828 | 0.086828 | 0 | 0.40998 | 0.006833 | 0.15851 | 0.14659 | 0.14659 | 6 | 68 | 0 | 0.12967 | 0.12161 | 0.12161 | 68 | 8
69 | 1.15 | 0 | 0.38792 | 0.31586 | 570 | 0.096609 | 0.096609 | 0 | 0.41247 | 0.0068745 | 0.16223 | 0.14975 | 0.14975 | 6 | 69 | 0 | 0.12967 | 0.12161 | 0.12161 | 69 | 8
70 | 1.1667 | 0 | 0.38792 | 0.30873 | 570 | 0.10617 | 0.10617 | 0 | 0.4149 | 0.0069149 | 0.16596 | 0.15292 | 0.15292 | 6 | 70 | 0 | 0.12967 | 0.12161 | 0.12161 | 70 | 8
71 | 1.1833 | 0 | 0.38792 | 0.30176 | 570 | 0.11551 | 0.11551 | 0 | 0.41727 | 0.0069545 | 0.16971 | 0.15609 | 0.15609 | 6 | 71 | 0 | 0.12967 | 0.12161 | 0.12161 | 71 | 8
72 | 1.2 | 0 | 0.38792 | 0.29495 | 570 | 0.12464 | 0.12464 | 0 | 0.41959 | 0.0069932 | 0.17349 | 0.15928 | 0.15928 | 6 | 72 | 0 | 0.12967 | 0.12161 | 0.12161 | 72 | 8
73 | 1.2167 | 0 | 0.38792 | 0.28829 | 570 | 0.13357 | 0.13357 | 0 | 0.42186 | 0.007031 | 0.17729 | 0.16246 | 0.16246 | 6 | 73 | 0 | 0.12967 | 0.12161 | 0.12161 | 73 | 8
74 | 1.2333 | 0 | 0.38792 | 0.28178 | 570 | 0.1423 | 0.1423 | 0 | 0.42408 | 0.007068 | 0.1811 | 0.16565 | 0.16565 | 6 | 74 | 0 | 0.12967 | 0.12161 | 0.12161 | 74 | 8
75 | 1.25 | 0 | 0.38792 | 0.27542 | 570 | 0.15082 | 0.15082 | 0 | 0.42624 | 0.0071041 | 0.18494 | 0.16885 | 0.16885 | 5 | 75 | 0 | 0.12967 | 0.12161 | 0.12161 | 75 | 8
76 | 1.2667 | 0 | 0.38792 | 0.2692 | 570 | 0.15916 | 0.15916 | 0 | 0.42836 | 0.0071394 | 0.1888 | 0.17204 | 0.17204 | 5 | 76 | 0 | 0.12967 | 0.12161 | 0.12161 | 76 | 8
77 | 1.2833 | 0 | 0.38792 | 0.26313 | 570 | 0.16731 | 0.16731 | 0 | 0.43043 | 0.0071739 | 0.19267 | 0.17525 | 0.17525 | 5 | 77 | 0 | 0.12967 | 0.12161 | 0.12161 | 77 | 8
78 | 1.3 | 0 | 0.38792 | 0.25719 | 570 | 0.17527 | 0.17527 | 0 | 0.43246 | 0.0072076 | 0.19656 | 0.17845 | 0.17845 | 5 | 78 | 0 | 0.12967 | 0.12161 | 0.12161 | 78 | 8
79 | 1.3167 | 0 | 0.38792 | 0.25138 | 570 | 0.18306 | 0.18306 | 0 | 0.43443 | 0.0072406 | 0.20047 | 0.18166 | 0.18166 | 5 | 79 | 0 | 0.12967 | 0.12161 | 0.12161 | 79 | 8
80 | 1.3333 | 0 | 0.38792 | 0.2457 | 570 | 0.19066 | 0.19066 | 0 | 0.43637 | 0.0072728 | 0.2044 | 0.18486 | 0.18486 | 5 | 80 | 0 | 0.12967 | 0.12161 | 0.12161 | 80 | 8
81 | 1.35 | 0 | 0.38792 | 0.24016 | 570 | 0.1981 | 0.1981 | 0 | 0.43826 | 0.0073043 | 0.20834 | 0.18807 | 0.18807 | 5 | 81 | 0 | 0.12967 | 0.12161 | 0.12161 | 81 | 8
82 | 1.3667 | 0 | 0.38792 | 0.23474 | 570 | 0.20537 | 0.20537 | 0 | 0.4401 | 0.0073351 | 0.2123 | 0.19128 | 0.19128 | 5 | 82 | 0 | 0.12967 | 0.12161 | 0.12161 | 82 | 8
83 | 1.3833 | 0 | 0.38792 | 0.22944 | 570 | 0.21247 | 0.21247 | 0 | 0.44191 | 0.0073652 | 0.21628 | 0.19449 | 0.19449 | 5 | 83 | 0 | 0.12967 | 0.12161 | 0.12161 | 83 | 8
84 | 1.4 | 0 | 0.38792 | 0.22426 | 570 | 0.21942 | 0.21942 | 0 | 0.44367 | 0.0073946 | 0.22027 | 0.1977 | 0.1977 | 5 | 84 | 0 | 0.12967 | 0.12161 | 0.12161 | 84 | 8
85 | 1.4167 | 0 | 0.38792 | 0.2192 | 570 | 0.2262 | 0.2262 | 0 | 0.4454 | 0.0074233 | 0.22428 | 0.20091 | 0.20091 | 4 | 85 | 0 | 0.12967 | 0.12161 | 0.12161 | 85 | 8
86 | 1.4333 | 0 | 0.38792 | 0.21425 | 570 | 0.23284 | 0.23284 | 0 | 0.44708 | 0.0074514 | 0.22831 | 0.20412 | 0.20412 | 4 | 86 | 0 | 0.12967 | 0.12161 | 0.12161 | 86 | 8
87 | 1.45 | 0 | 0.38792 | 0.20941 | 570 | 0.23932 | 0.23932 | 0 | 0.44873 | 0.0074789 | 0.23235 | 0.20733 | 0.20733 | 4 | 87 | 0 | 0.12967 | 0.12161 | 0.12161 | 87 | 8
88 | 1.4667 | 0 | 0.38792 | 0.20468 | 570 | 0.24566 | 0.24566 | 0 | 0.45034 | 0.0075057 | 0.2364 | 0.21053 | 0.21053 | 4 | 88 | 0 | 0.12967 | 0.12161 | 0.12161 | 88 | 8
89 | 1.4833 | 0 | 0.38792 | 0.20006 | 570 | 0.25185 | 0.25185 | 0 | 0.45192 | 0.0075319 | 0.24047 | 0.21374 | 0.21374 | 4 | 89 | 0 | 0.12967 | 0.12161 | 0.12161 | 89 | 8
90 | 1.5 | 0 | 0.38792 | 0.19555 | 570 | 0.25791 | 0.25791 | 0 | 0.45346 | 0.0075576 | 0.24455 | 0.21694 | 0.21694 | 4 | 90 | 0 | 0.12967 | 0.12161 | 0.12161 | 90 | 8
91 | 1.5167 | 0 | 0.38792 | 0.19113 | 570 | 0.26383 | 0.26383 | 0 | 0.45496 | 0.0075827 | 0.24864 | 0.22014 | 0.22014 | 4 | 91 | 0 | 0.12967 | 0.12161 | 0.12161 | 91 | 8
92 | 1.5333 | 0 | 0.38792 | 0.18682 | 570 | 0.26961 | 0.26961 | 0 | 0.45643 | 0.0076072 | 0.25275 | 0.22334 | 0.22334 | 4 | 92 | 0 | 0.12967 | 0.12161 | 0.12161 | 92 | 8
93 | 1.55 | 0 | 0.38792 | 0.1826 | 570 | 0.27527 | 0.27527 | 0 | 0.45787 | 0.0076311 | 0.25687 | 0.22653 | 0.22653 | 4 | 93 | 0 | 0.12967 | 0.12161 | 0.12161 | 93 | 8
94 | 1.5667 | 0 | 0.38792 | 0.17848 | 570 | 0.28079 | 0.28079 | 0 | 0.45927 | 0.0076545 | 0.261 | 0.22972 | 0.22972 | 4 | 94 | 0 | 0.12967 | 0.12161 | 0.12161 | 94 | 8
95 | 1.5833 | 0 | 0.38792 | 0.17445 | 570 | 0.28619 | 0.28619 | 0 | 0.46064 | 0.0076774 | 0.26515 | 0.23291 | 0.23291 | 4 | 95 | 0 | 0.12967 | 0.12161 | 0.12161 | 95 | 8
96 | 1.6 | 0 | 0.38792 | 0.17051 | 570 | 0.29147 | 0.29147 | 0 | 0.46198 | 0.0076997 | 0.26931 | 0.23609 | 0.23609 | 4 | 96 | 0 | 0.12967 | 0.12161 | 0.12161 | 96 | 8
97 | 1.6167 | 0 | 0.38792 | 0.16666 | 570 | 0.29663 | 0.29663 | 0 | 0.4633 | 0.0077216 | 0.27348 | 0.23927 | 0.23927 | 4 | 97 | 0 | 0.12967 | 0.12161 | 0.12161 | 97 | 8
98 | 1.6333 | 0 | 0.38792 | 0.1629 | 570 | 0.30168 | 0.30168 | 0 | 0.46458 | 0.007743 | 0.27766 | 0.24244 | 0.24244 | 4 | 98 | 0 | 0.12967 | 0.12161 | 0.12161 | 98 | 8
99 | 1.65 | 0 | 0.38792 | 0.15922 | 570 | 0.30661 | 0.30661 | 0 | 0.46583 | 0.0077638 | 0.28185 | 0.24561 | 0.24561 | 4 | 99 | 0 | 0.12967 | 0.12161 | 0.12161 | 99 | 8
100 | 1.6667 | 0 | 0.38792 | 0.15563 | 570 | 0.31143 | 0.31143 | 0 | 0.46705 | 0.0077842 | 0.28605 | 0.24878 | 0.24878 | 4 | 100 | 0 | 0.12967 | 0.12161 | 0.12161 | 100 | 8
101 | 1.6833 | 0 | 0.38792 | 0.15211 | 570 | 0.31614 | 0.31614 | 0 | 0.46825 | 0.0078042 | 0.29027 | 0.25194 | 0.25194 | 3 | 101 | 0 | 0.12967 | 0.12161 | 0.12161 | 101 | 8
102 | 1.7 | 0 | 0.38792 | 0.14868 | 570 | 0.32074 | 0.32074 | 0 | 0.46942 | 0.0078237 | 0.29449 | 0.25509 | 0.25509 | 3 | 102 | 0 | 0.12967 | 0.12161 | 0.12161 | 102 | 8
103 | 1.7167 | 0 | 0.38792 | 0.14532 | 570 | 0.32524 | 0.32524 | 0 | 0.47056 | 0.0078427 | 0.29873 | 0.25824 | 0.25824 | 3 | 103 | 0 | 0.12967 | 0.12161 | 0.12161 | 103 | 8
104 | 1.7333 | 0 | 0.38792 | 0.14204 | 570 | 0.32964 | 0.32964 | 0 | 0.47168 | 0.0078614 | 0.30297 | 0.26138 | 0.26138 | 3 | 104 | 0 | 0.12967 | 0.12161 | 0.12161 | 104 | 8
105 | 1.75 | 0 | 0.38792 | 0.13884 | 570 | 0.33394 | 0.33394 | 0 | 0.47277 | 0.0078796 | 0.30723 | 0.26452 | 0.26452 | 3 | 105 | 0 | 0.12967 | 0.12161 | 0.12161 | 105 | 8
106 | 1.7667 | 0 | 0.38792 | 0.1357 | 570 | 0.33814 | 0.33814 | 0 | 0.47384 | 0.0078974 | 0.31149 | 0.26765 | 0.26765 | 3 | 106 | 0 | 0.12967 | 0.12161 | 0.12161 | 106 | 8
107 | 1.7833 | 0 | 0.38792 | 0.13264 | 570 | 0.34225 | 0.34225 | 0 | 0.47489 | 0.0079148 | 0.31577 | 0.27077 | 0.27077 | 3 | 107 | 0 | 0.12967 | 0.12161 | 0.12161 | 107 | 8
108 | 1.8 | 0 | 0.38792 | 0.12964 | 570 | 0.34626 | 0.34626 | 0 | 0.47591 | 0.0079318 | 0.32005 | 0.27389 | 0.27389 | 3 | 108 | 0 | 0.12967 | 0.12161 | 0.12161 | 108 | 8
109 | 1.8167 | 0 | 0.38792 | 0.12672 | 570 | 0.35019 | 0.35019 | 0 | 0.4769 | 0.0079484 | 0.32434 | 0.277 | 0.277 | 3 | 109 | 0 | 0.12967 | 0.12161 | 0.12161 | 109 | 8
110 | 1.8333 | 0 | 0.38792 | 0.12386 | 570 | 0.35402 | 0.35402 | 0 | 0.47788 | 0.0079646 | 0.32864 | 0.2801 | 0.2801 | 3 | 110 | 0 | 0.12967 | 0.12161 | 0.12161 | 110 | 8
111 | 1.85 | 0 | 0.38792 | 0.12106 | 570 | 0.35777 | 0.35777 | 0 | 0.47883 | 0.0079805 | 0.33295 | 0.2832 | 0.2832 | 3 | 111 | 0 | 0.12967 | 0.12161 | 0.12161 | 111 | 8
112 | 1.8667 | 0 | 0.38792 | 0.11833 | 570 | 0.36143 | 0.36143 | 0 | 0.47976 | 0.007996 | 0.33727 | 0.28628 | 0.28628 | 3 | 112 | 0 | 0.12967 | 0.12161 | 0.12161 | 112 | 8
113 | 1.8833 | 0 | 0.38792 | 0.11566 | 570 | 0.36501 | 0.36501 | 0 | 0.48067 | 0.0080112 | 0.3416 | 0.28937 | 0.28937 | 3 | 113 | 0 | 0.12967 | 0.12161 | 0.12161 | 113 | 8
114 | 1.9 | 0 | 0.38792 | 0.11305 | 570 | 0.36851 | 0.36851 | 0 | 0.48156 | 0.008026 | 0.34593 | 0.29244 | 0.29244 | 3 | 114 | 0 | 0.12967 | 0.12161 | 0.12161 | 114 | 8
115 | 1.9167 | 0 | 0.38792 | 0.11049 | 570 | 0.37194 | 0.37194 | 0 | 0.48243 | 0.0080405 | 0.35027 | 0.2955 | 0.2955 | 3 | 115 | 0 | 0.12967 | 0.12161 | 0.12161 | 115 | 8
116 | 1.9333 | 0 | 0.38792 | 0.108 | 570 | 0.37528 | 0.37528 | 0 | 0.48328 | 0.0080547 | 0.35462 | 0.29856 | 0.29856 | 3 | 116 | 0 | 0.12967 | 0.12161 | 0.12161 | 116 | 8
117 | 1.95 | 0 | 0.38792 | 0.10556 | 570 | 0.37855 | 0.37855 | 0 | 0.48411 | 0.0080685 | 0.35898 | 0.30161 | 0.30161 | 3 | 117 | 0 | 0.12967 | 0.12161 | 0.12161 | 117 | 8
118 | 1.9667 | 0 | 0.38792 | 0.10318 | 570 | 0.38174 | 0.38174 | 0 | 0.48492 | 0.008082 | 0.36334 | 0.30465 | 0.30465 | 3 | 118 | 0 | 0.12967 | 0.12161 | 0.12161 | 118 | 8
119 | 1.9833 | 0 | 0.38792 | 0.10085 | 570 | 0.38487 | 0.38487 | 0 | 0.48572 | 0.0080953 | 0.36771 | 0.30769 | 0.30769 | 3 | 119 | 0 | 0.12967 | 0.12161 | 0.12161 | 119 | 8
120 | 2 | 0 | 0.38792 | 0.098573 | 570 | 0.38792 | 0.38792 | 0 | 0.48649 | 0.0081082 | 0.37209 | 0.31071 | 0.31071 | 3 | 120 | 0 | 0.12967 | 0.12161 | 0.12161 | 120 | 8
121 | 2.0167 | 0 | 0.38792 | 0.096348 | 0 | 0.38792 | 0.37916 | 0 | 0.47551 | 0.0079252 | 0.37637 | 0.31365 | 0.31365 | 3 | 121 | 0 | 0.12967 | 0.12161 | 0.12161 | 121 | 8
122 | 2.0333 | 0 | 0.38792 | 0.094173 | 0 | 0.38792 | 0.3706 | 0 | 0.46477 | 0.0077462 | 0.38056 | 0.31652 | 0.31652 | 3 | 122 | 0 | 0.12967 | 0.12161 | 0.12161 | 122 | 8
123 | 2.05 | 0 | 0.38792 | 0.092047 | 0 | 0.38792 | 0.36224 | 0 | 0.45428 | 0.0075714 | 0.38464 | 0.31931 | 0.31931 | 3 | 123 | 0 | 0.12967 | 0.12161 | 0.12161 | 123 | 8
124 | 2.0667 | 0 | 0.38792 | 0.089969 | 0 | 0.38792 | 0.35406 | 0 | 0.44403 | 0.0074005 | 0.38864 | 0.32202 | 0.32202 | 3 | 124 | 0 | 0.12967 | 0.12161 | 0.12161 | 124 | 8
125 | 2.0833 | 0 | 0.38792 | 0.087938 | 0 | 0.38792 | 0.34607 | 0 | 0.434 | 0.0072334 | 0.39255 | 0.32467 | 0.32467 | 3 | 125 | 0 | 0.12967 | 0.12161 | 0.12161 | 125 | 8
126 | 2.1 | 0 | 0.38792 | 0.085953 | 0 | 0.38792 | 0.33825 | 0 | 0.42421 | 0.0070701 | 0.39636 | 0.32724 | 0.32724 | 3 | 126 | 0 | 0.12967 | 0.12161 | 0.12161 | 126 | 8
127 | 2.1167 | 0 | 0.38792 | 0.084012 | 0 | 0.38792 | 0.33062 | 0 | 0.41463 | 0.0069105 | 0.4001 | 0.32974 | 0.32974 | 3 | 127 | 0 | 0.12967 | 0.12161 | 0.12161 | 127 | 8
128 | 2.1333 | 0 | 0.38792 | 0.082116 | 0 | 0.38792 | 0.32315 | 0 | 0.40527 | 0.0067545 | 0.40374 | 0.33218 | 0.33218 | 3 | 128 | 0 | 0.12967 | 0.12161 | 0.12161 | 128 | 8
129 | 2.15 | 0 | 0.38792 | 0.080262 | 0 | 0.38792 | 0.31586 | 0 | 0.39612 | 0.006602 | 0.40731 | 0.33456 | 0.33456 | 2 | 129 | 0 | 0.12967 | 0.12161 | 0.12161 | 129 | 8
130 | 2.1667 | 0 | 0.38792 | 0.07845 | 0 | 0.38792 | 0.30873 | 0 | 0.38718 | 0.006453 | 0.41079 | 0.33688 | 0.33688 | 2 | 130 | 0 | 0.12967 | 0.12161 | 0.12161 | 130 | 8
131 | 2.1833 | 0 | 0.38792 | 0.076679 | 0 | 0.38792 | 0.30176 | 0 | 0.37844 | 0.0063073 | 0.4142 | 0.33913 | 0.33913 | 2 | 131 | 0 | 0.12967 | 0.12161 | 0.12161 | 131 | 8
132 | 2.2 | 0 | 0.38792 | 0.074948 | 0 | 0.38792 | 0.29495 | 0 | 0.3699 | 0.0061649 | 0.41753 | 0.34133 | 0.34133 | 2 | 132 | 0 | 0.12967 | 0.12161 | 0.12161 | 132 | 8
133 | 2.2167 | 0 | 0.38792 | 0.073256 | 0 | 0.38792 | 0.28829 | 0 | 0.36154 | 0.0060257 | 0.42078 | 0.34347 | 0.34347 | 2 | 133 | 0 | 0.12967 | 0.12161 | 0.12161 | 133 | 8
134 | 2.2333 | 0 | 0.38792 | 0.071602 | 0 | 0.38792 | 0.28178 | 0 | 0.35338 | 0.0058897 | 0.42396 | 0.34555 | 0.34555 | 2 | 134 | 0 | 0.12967 | 0.12161 | 0.12161 | 134 | 8
135 | 2.25 | 0 | 0.38792 | 0.069986 | 0 | 0.38792 | 0.27542 | 0 | 0.34541 | 0.0057568 | 0.42707 | 0.34758 | 0.34758 | 2 | 135 | 0 | 0.12967 | 0.12161 | 0.12161 | 135 | 8
136 | 2.2667 | 0 | 0.38792 | 0.068406 | 0 | 0.38792 | 0.2692 | 0 | 0.33761 | 0.0056268 | 0.43011 | 0.34956 | 0.34956 | 2 | 136 | 0 | 0.12967 | 0.12161 | 0.12161 | 136 | 8
137 | 2.2833 | 0 | 0.38792 | 0.066862 | 0 | 0.38792 | 0.26313 | 0 | 0.32999 | 0.0054998 | 0.43308 | 0.35149 | 0.35149 | 2 | 137 | 0 | 0.12967 | 0.12161 | 0.12161 | 137 | 8
138 | 2.3 | 0 | 0.38792 | 0.065353 | 0 | 0.38792 | 0.25719 | 0 | 0.32254 | 0.0053756 | 0.43598 | 0.35337 | 0.35337 | 2 | 138 | 0 | 0.12967 | 0.12161 | 0.12161 | 138 | 8
139 | 2.3167 | 0 | 0.38792 | 0.063877 | 0 | 0.38792 | 0.25138 | 0 | 0.31526 | 0.0052543 | 0.43882 | 0.3552 | 0.3552 | 2 | 139 | 0 | 0.12967 | 0.12161 | 0.12161 | 139 | 8
140 | 2.3333 | 0 | 0.38792 | 0.062435 | 0 | 0.38792 | 0.2457 | 0 | 0.30814 | 0.0051357 | 0.44159 | 0.35699 | 0.35699 | 2 | 140 | 0 | 0.12967 | 0.12161 | 0.12161 | 140 | 8
141 | 2.35 | 0 | 0.38792 | 0.061026 | 0 | 0.38792 | 0.24016 | 0 | 0.30118 | 0.0050197 | 0.4443 | 0.35873 | 0.35873 | 2 | 141 | 0 | 0.12967 | 0.12161 | 0.12161 | 141 | 8
142 | 2.3667 | 0 | 0.38792 | 0.059648 | 0 | 0.38792 | 0.23474 | 0 | 0.29438 | 0.0049064 | 0.44695 | 0.36043 | 0.36043 | 2 | 142 | 0 | 0.12967 | 0.12161 | 0.12161 | 142 | 8
143 | 2.3833 | 0 | 0.38792 | 0.058302 | 0 | 0.38792 | 0.22944 | 0 | 0.28774 | 0.0047956 | 0.44954 | 0.36208 | 0.36208 | 2 | 143 | 0 | 0.12967 | 0.12161 | 0.12161 | 143 | 8
144 | 2.4 | 0 | 0.38792 | 0.056985 | 0 | 0.38792 | 0.22426 | 0 | 0.28124 | 0.0046874 | 0.45207 | 0.36369 | 0.36369 | 2 | 144 | 0 | 0.12967 | 0.12161 | 0.12161 | 144 | 8
145 | 2.4167 | 0 | 0.38792 | 0.055699 | 0 | 0.38792 | 0.2192 | 0 | 0.27489 | 0.0045816 | 0.45455 | 0.36527 | 0.36527 | 2 | 145 | 0 | 0.12967 | 0.12161 | 0.12161 | 145 | 8
146 | 2.4333 | 0 | 0.38792 | 0.054442 | 0 | 0.38792 | 0.21425 | 0 | 0.26869 | 0.0044781 | 0.45697 | 0.3668 | 0.3668 | 2 | 146 | 0 | 0.12967 | 0.12161 | 0.12161 | 146 | 8
147 | 2.45 | 0 | 0.38792 | 0.053213 | 0 | 0.38792 | 0.20941 | 0 | 0.26262 | 0.0043771 | 0.45933 | 0.36829 | 0.36829 | 2 | 147 | 0 | 0.12967 | 0.12161 | 0.12161 | 147 | 8
148 | 2.4667 | 0 | 0.38792 | 0.052011 | 0 | 0.38792 | 0.20468 | 0 | 0.25669 | 0.0042782 | 0.46164 | 0.36975 | 0.36975 | 2 | 148 | 0 | 0.12967 | 0.12161 | 0.12161 | 148 | 8
149 | 2.4833 | 0 | 0.38792 | 0.050837 | 0 | 0.38792 | 0.20006 | 0 | 0.2509 | 0.0041817 | 0.4639 | 0.37117 | 0.37117 | 2 | 149 | 0 | 0.12967 | 0.12161 | 0.12161 | 149 | 8
150 | 2.5 | 0 | 0.38792 | 0.04969 | 0 | 0.38792 | 0.19555 | 0 | 0.24524 | 0.0040873 | 0.46611 | 0.37256 | 0.37256 | 2 | 150 | 0 | 0.12967 | 0.12161 | 0.12161 | 150 | 8
151 | 2.5167 | 0 | 0.38792 | 0.048568 | 0 | 0.38792 | 0.19113 | 0 | 0.2397 | 0.003995 | 0.46826 | 0.37391 | 0.37391 | 2 | 151 | 0 | 0.12967 | 0.12161 | 0.12161 | 151 | 8
152 | 2.5333 | 0 | 0.38792 | 0.047471 | 0 | 0.38792 | 0.18682 | 0 | 0.23429 | 0.0039048 | 0.47037 | 0.37523 | 0.37523 | 2 | 152 | 0 | 0.12967 | 0.12161 | 0.12161 | 152 | 8
153 | 2.55 | 0 | 0.38792 | 0.0464 | 0 | 0.38792 | 0.1826 | 0 | 0.229 | 0.0038167 | 0.47243 | 0.37652 | 0.37652 | 2 | 153 | 0 | 0.12967 | 0.12161 | 0.12161 | 153 | 8
154 | 2.5667 | 0 | 0.38792 | 0.045352 | 0 | 0.38792 | 0.17848 | 0 | 0.22383 | 0.0037305 | 0.47445 | 0.37777 | 0.37777 | 2 | 154 | 0 | 0.12967 | 0.12161 | 0.12161 | 154 | 8
155 | 2.5833 | 0 | 0.38792 | 0.044329 | 0 | 0.38792 | 0.17445 | 0 | 0.21878 | 0.0036463 | 0.47642 | 0.37899 | 0.37899 | 2 | 155 | 0 | 0.12967 | 0.12161 | 0.12161 | 155 | 8
156 | 2.6 | 0 | 0.38792 | 0.043328 | 0 | 0.38792 | 0.17051 | 0 | 0.21384 | 0.003564 | 0.47834 | 0.38019 | 0.38019 | 2 | 156 | 0 | 0.12967 | 0.12161 | 0.12161 | 156 | 8
157 | 2.6167 | 0 | 0.38792 | 0.04235 | 0 | 0.38792 | 0.16666 | 0 | 0.20901 | 0.0034835 | 0.48022 | 0.38135 | 0.38135 | 2 | 157 | 0 | 0.12967 | 0.12161 | 0.12161 | 157 | 8
158 | 2.6333 | 0 | 0.38792 | 0.041394 | 0 | 0.38792 | 0.1629 | 0 | 0.20429 | 0.0034049 | 0.48206 | 0.38249 | 0.38249 | 2 | 158 | 0 | 0.12967 | 0.12161 | 0.12161 | 158 | 8
159 | 2.65 | 0 | 0.38792 | 0.040459 | 0 | 0.38792 | 0.15922 | 0 | 0.19968 | 0.003328 | 0.48386 | 0.3836 | 0.3836 | 2 | 159 | 0 | 0.12967 | 0.12161 | 0.12161 | 159 | 8
160 | 2.6667 | 0 | 0.38792 | 0.039546 | 0 | 0.38792 | 0.15563 | 0 | 0.19517 | 0.0032529 | 0.48561 | 0.38468 | 0.38468 | 2 | 160 | 0 | 0.12967 | 0.12161 | 0.12161 | 160 | 8
161 | 2.6833 | 0 | 0.38792 | 0.038653 | 0 | 0.38792 | 0.15211 | 0 | 0.19077 | 0.0031795 | 0.48733 | 0.38574 | 0.38574 | 2 | 161 | 0 | 0.12967 | 0.12161 | 0.12161 | 161 | 8
162 | 2.7 | 0 | 0.38792 | 0.037781 | 0 | 0.38792 | 0.14868 | 0 | 0.18646 | 0.0031077 | 0.48901 | 0.38677 | 0.38677 | 2 | 162 | 0 | 0.12967 | 0.12161 | 0.12161 | 162 | 8
163 | 2.7167 | 0 | 0.38792 | 0.036928 | 0 | 0.38792 | 0.14532 | 0 | 0.18225 | 0.0030375 | 0.49065 | 0.38777 | 0.38777 | 2 | 163 | 0 | 0.12967 | 0.12161 | 0.12161 | 163 | 8
164 | 2.7333 | 0 | 0.38792 | 0.036094 | 0 | 0.38792 | 0.14204 | 0 | 0.17814 | 0.002969 | 0.49225 | 0.38875 | 0.38875 | 2 | 164 | 0 | 0.12967 | 0.12161 | 0.12161 | 164 | 8
165 | 2.75 | 0 | 0.38792 | 0.035279 | 0 | 0.38792 | 0.13884 | 0 | 0.17412 | 0.0029019 | 0.49382 | 0.38971 | 0.38971 | 2 | 165 | 0 | 0.12967 | 0.12161 | 0.12161 | 165 | 8
166 | 2.7667 | 0 | 0.38792 | 0.034483 | 0 | 0.38792 | 0.1357 | 0 | 0.17019 | 0.0028364 | 0.49535 | 0.39064 | 0.39064 | 2 | 166 | 0 | 0.12967 | 0.12161 | 0.12161 | 166 | 8
167 | 2.7833 | 0 | 0.38792 | 0.033704 | 0 | 0.38792 | 0.13264 | 0 | 0.16634 | 0.0027724 | 0.49685 | 0.39155 | 0.39155 | 2 | 167 | 0 | 0.12967 | 0.12161 | 0.12161 | 167 | 8
168 | 2.8 | 0 | 0.38792 | 0.032944 | 0 | 0.38792 | 0.12964 | 0 | 0.16259 | 0.0027098 | 0.49831 | 0.39244 | 0.39244 | 2 | 168 | 0 | 0.12967 | 0.12161 | 0.12161 | 168 | 8
169 | 2.8167 | 0 | 0.38792 | 0.0322 | 0 | 0.38792 | 0.12672 | 0 | 0.15892 | 0.0026486 | 0.49974 | 0.39331 | 0.39331 | 2 | 169 | 0 | 0.12967 | 0.12161 | 0.12161 | 169 | 8
170 | 2.8333 | 0 | 0.38792 | 0.031473 | 0 | 0.38792 | 0.12386 | 0 | 0.15533 | 0.0025888 | 0.50114 | 0.39416 | 0.39416 | 2 | 170 | 0 | 0.12967 | 0.12161 | 0.12161 | 170 | 8
171 | 2.85 | 0 | 0.38792 | 0.030762 | 0 | 0.38792 | 0.12106 | 0 | 0.15182 | 0.0025304 | 0.50251 | 0.39499 | 0.39499 | 2 | 171 | 0 | 0.12967 | 0.12161 | 0.12161 | 171 | 8
172 | 2.8667 | 0 | 0.38792 | 0.030068 | 0 | 0.38792 | 0.11833 | 0 | 0.1484 | 0.0024733 | 0.50384 | 0.39579 | 0.39579 | 2 | 172 | 0 | 0.12967 | 0.12161 | 0.12161 | 172 | 8
173 | 2.8833 | 0 | 0.38792 | 0.029389 | 0 | 0.38792 | 0.11566 | 0 | 0.14505 | 0.0024174 | 0.50515 | 0.39658 | 0.39658 | 2 | 173 | 0 | 0.12967 | 0.12161 | 0.12161 | 173 | 8
174 | 2.9 | 0 | 0.38792 | 0.028726 | 0 | 0.38792 | 0.11305 | 0 | 0.14177 | 0.0023629 | 0.50642 | 0.39735 | 0.39735 | 2 | 174 | 0 | 0.12967 | 0.12161 | 0.12161 | 174 | 8
175 | 2.9167 | 0 | 0.38792 | 0.028077 | 0 | 0.38792 | 0.11049 | 0 | 0.13857 | 0.0023095 | 0.50767 | 0.3981 | 0.3981 | 2 | 175 | 0 | 0.12967 | 0.12161 | 0.12161 | 175 | 8
176 | 2.9333 | 0 | 0.38792 | 0.027444 | 0 | 0.38792 | 0.108 | 0 | 0.13544 | 0.0022574 | 0.50889 | 0.39884 | 0.39884 | 2 | 176 | 0 | 0.12967 | 0.12161 | 0.12161 | 176 | 8
177 | 2.95 | 0 | 0.38792 | 0.026824 | 0 | 0.38792 | 0.10556 | 0 | 0.13239 | 0.0022064 | 0.51008 | 0.39955 | 0.39955 | 2 | 177 | 0 | 0.12967 | 0.12161 | 0.12161 | 177 | 8
178 | 2.9667 | 0 | 0.38792 | 0.026218 | 0 | 0.38792 | 0.10318 | 0 | 0.1294 | 0.0021566 | 0.51125 | 0.40025 | 0.40025 | 2 | 178 | 0 | 0.12967 | 0.12161 | 0.12161 | 178 | 8
179 | 2.9833 | 0 | 0.38792 | 0.025627 | 0 | 0.38792 | 0.10085 | 0 | 0.12648 | 0.0021079 | 0.51238 | 0.40093 | 0.40093 | 2 | 179 | 0 | 0.12967 | 0.12161 | 0.12161 | 179 | 8
180 | 3 | 0 | 0.38792 | 0.025048 | 0 | 0.38792 | 0.098573 | 0 | 0.12362 | 0.0020603 | 0.5135 | 0.4016 | 0.4016 | 2 | 180 | 0 | 0.12967 | 0.12161 | 0.12161 | 180 | 8
181 | 3.0167 | 0 | 0.38792 | 0.024483 | 0 | 0.38792 | 0.096348 | 0 | 0.12083 | 0.0020138 | 0.51458 | 0.40225 | 0.40225 | 2 | 181 | 0 | 0.12967 | 0.12161 | 0.12161 | 181 | 8
182 | 3.0333 | 0 | 0.38792 | 0.02393 | 0 | 0.38792 | 0.094173 | 0 | 0.1181 | 0.0019684 | 0.51565 | 0.40289 | 0.40289 | 2 | 182 | 0 | 0.12967 | 0.12161 | 0.12161 | 182 | 8
183 | 3.05 | 0 | 0.38792 | 0.02339 | 0 | 0.38792 | 0.092047 | 0 | 0.11544 | 0.0019239 | 0.51669 | 0.40351 | 0.40351 | 2 | 183 | 0 | 0.12967 | 0.12161 | 0.12161 | 183 | 8
184 | 3.0667 | 0 | 0.38792 | 0.022862 | 0 | 0.38792 | 0.089969 | 0 | 0.11283 | 0.0018805 | 0.5177 | 0.40411 | 0.40411 | 2 | 184 | 0 | 0.12967 | 0.12161 | 0.12161 | 184 | 8
185 | 3.0833 | 0 | 0.38792 | 0.022346 | 0 | 0.38792 | 0.087938 | 0 | 0.11028 | 0.0018381 | 0.51869 | 0.4047 | 0.4047 | 2 | 185 | 0 | 0.12967 | 0.12161 | 0.12161 | 185 | 8
186 | 3.1 | 0 | 0.38792 | 0.021841 | 0 | 0.38792 | 0.085953 | 0 | 0.10779 | 0.0017966 | 0.51966 | 0.40528 | 0.40528 | 2 | 186 | 0 | 0.12967 | 0.12161 | 0.12161 | 186 | 8
187 | 3.1167 | 0 | 0.38792 | 0.021348 | 0 | 0.38792 | 0.084012 | 0 | 0.10536 | 0.001756 | 0.52061 | 0.40584 | 0.40584 | 2 | 187 | 0 | 0.12967 | 0.12161 | 0.12161 | 187 | 8
188 | 3.1333 | 0 | 0.38792 | 0.020866 | 0 | 0.38792 | 0.082116 | 0 | 0.10298 | 0.0017164 | 0.52154 | 0.40639 | 0.40639 | 2 | 188 | 0 | 0.12967 | 0.12161 | 0.12161 | 188 | 8
189 | 3.15 | 0 | 0.38792 | 0.020395 | 0 | 0.38792 | 0.080262 | 0 | 0.10066 | 0.0016776 | 0.52244 | 0.40693 | 0.40693 | 2 | 189 | 0 | 0.12967 | 0.12161 | 0.12161 | 189 | 8
190 | 3.1667 | 0 | 0.38792 | 0.019935 | 0 | 0.38792 | 0.07845 | 0 | 0.098385 | 0.0016397 | 0.52333 | 0.40746 | 0.40746 | 2 | 190 | 0 | 0.12967 | 0.12161 | 0.12161 | 190 | 8
191 | 3.1833 | 0 | 0.38792 | 0.019485 | 0 | 0.38792 | 0.076679 | 0 | 0.096164 | 0.0016027 | 0.5242 | 0.40797 | 0.40797 | 2 | 191 | 0 | 0.12967 | 0.12161 | 0.12161 | 191 | 8
192 | 3.2 | 0 | 0.38792 | 0.019045 | 0 | 0.38792 | 0.074948 | 0 | 0.093993 | 0.0015665 | 0.52504 | 0.40847 | 0.40847 | 2 | 192 | 0 | 0.12967 | 0.12161 | 0.12161 | 192 | 8
193 | 3.2167 | 0 | 0.38792 | 0.018615 | 0 | 0.38792 | 0.073256 | 0 | 0.091871 | 0.0015312 | 0.52587 | 0.40896 | 0.40896 | 2 | 193 | 0 | 0.12967 | 0.12161 | 0.12161 | 193 | 8
194 | 3.2333 | 0 | 0.38792 | 0.018195 | 0 | 0.38792 | 0.071602 | 0 | 0.089797 | 0.0014966 | 0.52668 | 0.40944 | 0.40944 | 2 | 194 | 0 | 0.12967 | 0.12161 | 0.12161 | 194 | 8
195 | 3.25 | 0 | 0.38792 | 0.017784 | 0 | 0.38792 | 0.069986 | 0 | 0.08777 | 0.0014628 | 0.52747 | 0.4099 | 0.4099 | 2 | 195 | 0 | 0.12967 | 0.12161 | 0.12161 | 195 | 8
196 | 3.2667 | 0 | 0.38792 | 0.017382 | 0 | 0.38792 | 0.068406 | 0 | 0.085789 | 0.0014298 | 0.52824 | 0.41036 | 0.41036 | 2 | 196 | 0 | 0.12967 | 0.12161 | 0.12161 | 196 | 8
197 | 3.2833 | 0 | 0.38792 | 0.01699 | 0 | 0.38792 | 0.066862 | 0 | 0.083852 | 0.0013975 | 0.52899 | 0.4108 | 0.4108 | 2 | 197 | 0 | 0.12967 | 0.12161 | 0.12161 | 197 | 8
198 | 3.3 | 0 | 0.38792 | 0.016607 | 0 | 0.38792 | 0.065353 | 0 | 0.081959 | 0.001366 | 0.52973 | 0.41124 | 0.41124 | 2 | 198 | 0 | 0.12967 | 0.12161 | 0.12161 | 198 | 8
199 | 3.3167 | 0 | 0.38792 | 0.016232 | 0 | 0.38792 | 0.063877 | 0 | 0.080109 | 0.0013351 | 0.53045 | 0.41166 | 0.41166 | 2 | 199 | 0 | 0.12967 | 0.12161 | 0.12161 | 199 | 8
200 | 3.3333 | 0 | 0.38792 | 0.015865 | 0 | 0.38792 | 0.062435 | 0 | 0.0783 | 0.001305 | 0.53116 | 0.41208 | 0.41208 | 2 | 200 | 0 | 0.12967 | 0.12161 | 0.12161 | 200 | 8
201 | 3.35 | 0 | 0.38792 | 0.015507 | 0 | 0.38792 | 0.061026 | 0 | 0.076533 | 0.0012755 | 0.53185 | 0.41248 | 0.41248 | 2 | 201 | 0 | 0.12967 | 0.12161 | 0.12161 | 201 | 8
202 | 3.3667 | 0 | 0.38792 | 0.015157 | 0 | 0.38792 | 0.059648 | 0 | 0.074805 | 0.0012468 | 0.53252 | 0.41288 | 0.41288 | 2 | 202 | 0 | 0.12967 | 0.12161 | 0.12161 | 202 | 8
203 | 3.3833 | 0 | 0.38792 | 0.014815 | 0 | 0.38792 | 0.058302 | 0 | 0.073116 | 0.0012186 | 0.53318 | 0.41326 | 0.41326 | 2 | 203 | 0 | 0.12967 | 0.12161 | 0.12161 | 203 | 8
204 | 3.4 | 0 | 0.38792 | 0.01448 | 0 | 0.38792 | 0.056985 | 0 | 0.071466 | 0.0011911 | 0.53382 | 0.41364 | 0.41364 | 2 | 204 | 0 | 0.12967 | 0.12161 | 0.12161 | 204 | 8
205 | 3.4167 | 0 | 0.38792 | 0.014154 | 0 | 0.38792 | 0.055699 | 0 | 0.069853 | 0.0011642 | 0.53445 | 0.41401 | 0.41401 | 2 | 205 | 0 | 0.12967 | 0.12161 | 0.12161 | 205 | 8
206 | 3.4333 | 0 | 0.38792 | 0.013834 | 0 | 0.38792 | 0.054442 | 0 | 0.068276 | 0.0011379 | 0.53506 | 0.41437 | 0.41437 | 2 | 206 | 0 | 0.12967 | 0.12161 | 0.12161 | 206 | 8
207 | 3.45 | 0 | 0.38792 | 0.013522 | 0 | 0.38792 | 0.053213 | 0 | 0.066734 | 0.0011122 | 0.53566 | 0.41472 | 0.41472 | 2 | 207 | 0 | 0.12967 | 0.12161 | 0.12161 | 207 | 8
208 | 3.4667 | 0 | 0.38792 | 0.013216 | 0 | 0.38792 | 0.052011 | 0 | 0.065228 | 0.0010871 | 0.53625 | 0.41506 | 0.41506 | 2 | 208 | 0 | 0.12967 | 0.12161 | 0.12161 | 208 | 8
209 | 3.4833 | 0 | 0.38792 | 0.012918 | 0 | 0.38792 | 0.050837 | 0 | 0.063755 | 0.0010626 | 0.53682 | 0.4154 | 0.4154 | 2 | 209 | 0 | 0.12967 | 0.12161 | 0.12161 | 209 | 8
210 | 3.5 | 0 | 0.38792 | 0.012626 | 0 | 0.38792 | 0.04969 | 0 | 0.062316 | 0.0010386 | 0.53739 | 0.41573 | 0.41573 | 2 | 210 | 0 | 0.12967 | 0.12161 | 0.12161 | 210 | 8
211 | 3.5167 | 0 | 0.38792 | 0.012341 | 0 | 0.38792 | 0.048568 | 0 | 0.060909 | 0.0010152 | 0.53793 | 0.41605 | 0.41605 | 2 | 211 | 0 | 0.12967 | 0.12161 | 0.12161 | 211 | 8
212 | 3.5333 | 0 | 0.38792 | 0.012063 | 0 | 0.38792 | 0.047471 | 0 | 0.059534 | 0.00099224 | 0.53847 | 0.41636 | 0.41636 | 2 | 212 | 0 | 0.12967 | 0.12161 | 0.12161 | 212 | 8
213 | 3.55 | 0 | 0.38792 | 0.011791 | 0 | 0.38792 | 0.0464 | 0 | 0.05819 | 0.00096984 | 0.53899 | 0.41666 | 0.41666 | 2 | 213 | 0 | 0.12967 | 0.12161 | 0.12161 | 213 | 8
214 | 3.5667 | 0 | 0.38792 | 0.011524 | 0 | 0.38792 | 0.045352 | 0 | 0.056877 | 0.00094795 | 0.5395 | 0.41696 | 0.41696 | 2 | 214 | 0 | 0.12967 | 0.12161 | 0.12161 | 214 | 8
215 | 3.5833 | 0 | 0.38792 | 0.011264 | 0 | 0.38792 | 0.044329 | 0 | 0.055593 | 0.00092655 | 0.54001 | 0.41725 | 0.41725 | 2 | 215 | 0 | 0.12967 | 0.12161 | 0.12161 | 215 | 8
216 | 3.6 | 0 | 0.38792 | 0.01101 | 0 | 0.38792 | 0.043328 | 0 | 0.054338 | 0.00090563 | 0.54049 | 0.41754 | 0.41754 | 2 | 216 | 0 | 0.12967 | 0.12161 | 0.12161 | 216 | 8
217 | 3.6167 | 0 | 0.38792 | 0.010761 | 0 | 0.38792 | 0.04235 | 0 | 0.053111 | 0.00088519 | 0.54097 | 0.41782 | 0.41782 | 2 | 217 | 0 | 0.12967 | 0.12161 | 0.12161 | 217 | 8
218 | 3.6333 | 0 | 0.38792 | 0.010518 | 0 | 0.38792 | 0.041394 | 0 | 0.051912 | 0.0008652 | 0.54144 | 0.41809 | 0.41809 | 2 | 218 | 0 | 0.12967 | 0.12161 | 0.12161 | 218 | 8
219 | 3.65 | 0 | 0.38792 | 0.010281 | 0 | 0.38792 | 0.040459 | 0 | 0.05074 | 0.00084567 | 0.5419 | 0.41836 | 0.41836 | 2 | 219 | 0 | 0.12967 | 0.12161 | 0.12161 | 219 | 8
220 | 3.6667 | 0 | 0.38792 | 0.010049 | 0 | 0.38792 | 0.039546 | 0 | 0.049595 | 0.00082658 | 0.54234 | 0.41862 | 0.41862 | 2 | 220 | 0 | 0.12967 | 0.12161 | 0.12161 | 220 | 8
221 | 3.6833 | 0 | 0.38792 | 0.009822 | 0 | 0.38792 | 0.038653 | 0 | 0.048475 | 0.00080792 | 0.54278 | 0.41887 | 0.41887 | 2 | 221 | 0 | 0.12967 | 0.12161 | 0.12161 | 221 | 8
222 | 3.7 | 0 | 0.38792 | 0.0096003 | 0 | 0.38792 | 0.037781 | 0 | 0.047381 | 0.00078968 | 0.5432 | 0.41912 | 0.41912 | 2 | 222 | 0 | 0.12967 | 0.12161 | 0.12161 | 222 | 8
223 | 3.7167 | 0 | 0.38792 | 0.0093836 | 0 | 0.38792 | 0.036928 | 0 | 0.046311 | 0.00077186 | 0.54362 | 0.41936 | 0.41936 | 2 | 223 | 0 | 0.12967 | 0.12161 | 0.12161 | 223 | 8
224 | 3.7333 | 0 | 0.38792 | 0.0091718 | 0 | 0.38792 | 0.036094 | 0 | 0.045266 | 0.00075443 | 0.54403 | 0.4196 | 0.4196 | 2 | 224 | 0 | 0.12967 | 0.12161 | 0.12161 | 224 | 8
225 | 3.75 | 0 | 0.38792 | 0.0089647 | 0 | 0.38792 | 0.035279 | 0 | 0.044244 | 0.0007374 | 0.54443 | 0.41983 | 0.41983 | 2 | 225 | 0 | 0.12967 | 0.12161 | 0.12161 | 225 | 8
226 | 3.7667 | 0 | 0.38792 | 0.0087623 | 0 | 0.38792 | 0.034483 | 0 | 0.043245 | 0.00072075 | 0.54482 | 0.42005 | 0.42005 | 2 | 226 | 0 | 0.12967 | 0.12161 | 0.12161 | 226 | 8
227 | 3.7833 | 0 | 0.38792 | 0.0085645 | 0 | 0.38792 | 0.033704 | 0 | 0.042269 | 0.00070448 | 0.5452 | 0.42027 | 0.42027 | 2 | 227 | 0 | 0.12967 | 0.12161 | 0.12161 | 227 | 8
228 | 3.8 | 0 | 0.38792 | 0.0083712 | 0 | 0.38792 | 0.032944 | 0 | 0.041315 | 0.00068858 | 0.54557 | 0.42049 | 0.42049 | 2 | 228 | 0 | 0.12967 | 0.12161 | 0.12161 | 228 | 8
229 | 3.8167 | 0 | 0.38792 | 0.0081822 | 0 | 0.38792 | 0.0322 | 0 | 0.040382 | 0.00067303 | 0.54593 | 0.4207 | 0.4207 | 2 | 229 | 0 | 0.12967 | 0.12161 | 0.12161 | 229 | 8
230 | 3.8333 | 0 | 0.38792 | 0.0079975 | 0 | 0.38792 | 0.031473 | 0 | 0.03947 | 0.00065784 | 0.54629 | 0.4209 | 0.4209 | 2 | 230 | 0 | 0.12967 | 0.12161 | 0.12161 | 230 | 8
231 | 3.85 | 0 | 0.38792 | 0.007817 | 0 | 0.38792 | 0.030762 | 0 | 0.038579 | 0.00064299 | 0.54663 | 0.42111 | 0.42111 | 2 | 231 | 0 | 0.12967 | 0.12161 | 0.12161 | 231 | 8
232 | 3.8667 | 0 | 0.38792 | 0.0076405 | 0 | 0.38792 | 0.030068 | 0 | 0.037709 | 0.00062848 | 0.54697 | 0.4213 | 0.4213 | 2 | 232 | 0 | 0.12967 | 0.12161 | 0.12161 | 232 | 8
233 | 3.8833 | 0 | 0.38792 | 0.007468 | 0 | 0.38792 | 0.029389 | 0 | 0.036857 | 0.00061429 | 0.54731 | 0.42149 | 0.42149 | 2 | 233 | 0 | 0.12967 | 0.12161 | 0.12161 | 233 | 8
234 | 3.9 | 0 | 0.38792 | 0.0072994 | 0 | 0.38792 | 0.028726 | 0 | 0.036025 | 0.00060042 | 0.54763 | 0.42168 | 0.42168 | 2 | 234 | 0 | 0.12967 | 0.12161 | 0.12161 | 234 | 8
235 | 3.9167 | 0 | 0.38792 | 0.0071346 | 0 | 0.38792 | 0.028077 | 0 | 0.035212 | 0.00058687 | 0.54795 | 0.42186 | 0.42186 | 2 | 235 | 0 | 0.12967 | 0.12161 | 0.12161 | 235 | 8
236 | 3.9333 | 0 | 0.38792 | 0.0069736 | 0 | 0.38792 | 0.027444 | 0 | 0.034417 | 0.00057362 | 0.54826 | 0.42204 | 0.42204 | 2 | 236 | 0 | 0.12967 | 0.12161 | 0.12161 | 236 | 8
237 | 3.95 | 0 | 0.38792 | 0.0068162 | 0 | 0.38792 | 0.026824 | 0 | 0.03364 | 0.00056067 | 0.54856 | 0.42222 | 0.42222 | 2 | 237 | 0 | 0.12967 | 0.12161 | 0.12161 | 237 | 8
238 | 3.9667 | 0 | 0.38792 | 0.0066623 | 0 | 0.38792 | 0.026218 | 0 | 0.032881 | 0.00054801 | 0.54886 | 0.42239 | 0.42239 | 2 | 238 | 0 | 0.12967 | 0.12161 | 0.12161 | 238 | 8
239 | 3.9833 | 0 | 0.38792 | 0.0065119 | 0 | 0.38792 | 0.025627 | 0 | 0.032138 | 0.00053564 | 0.54914 | 0.42256 | 0.42256 | 2 | 239 | 0 | 0.12967 | 0.12161 | 0.12161 | 239 | 8
240 | 4 | 0 | 0.38792 | 0.0063649 | 0 | 0.38792 | 0.025048 | 0 | 0.031413 | 0.00052355 | 0.54943 | 0.42272 | 0.42272 | 2 | 240 | 0 | 0.12967 | 0.12161 | 0.12161 | 240 | 8
241 | 4.0167 | 0 | 0.38792 | 0.0062212 | 0 | 0.38792 | 0.024483 | 0 | 0.030704 | 0.00051173 | 0.5497 | 0.42288 | 0.42288 | 2 | 241 | 0 | 0.12967 | 0.12161 | 0.12161 | 241 | 8
242 | 4.0333 | 0 | 0.38792 | 0.0060808 | 0 | 0.38792 | 0.02393 | 0 | 0.030011 | 0.00050018 | 0.54997 | 0.42304 | 0.42304 | 2 | 242 | 0 | 0.12967 | 0.12161 | 0.12161 | 242 | 8
243 | 4.05 | 0 | 0.38792 | 0.0059435 | 0 | 0.38792 | 0.02339 | 0 | 0.029333 | 0.00048889 | 0.55024 | 0.42319 | 0.42319 | 2 | 243 | 0 | 0.12967 | 0.12161 | 0.12161 | 243 | 8
244 | 4.0667 | 0 | 0.38792 | 0.0058093 | 0 | 0.38792 | 0.022862 | 0 | 0.028671 | 0.00047785 | 0.5505 | 0.42334 | 0.42334 | 2 | 244 | 0 | 0.12967 | 0.12161 | 0.12161 | 244 | 8
245 | 4.0833 | 0 | 0.38792 | 0.0056782 | 0 | 0.38792 | 0.022346 | 0 | 0.028024 | 0.00046706 | 0.55075 | 0.42348 | 0.42348 | 2 | 245 | 0 | 0.12967 | 0.12161 | 0.12161 | 245 | 8
246 | 4.1 | 0 | 0.38792 | 0.00555 | 0 | 0.38792 | 0.021841 | 0 | 0.027391 | 0.00045652 | 0.55099 | 0.42362 | 0.42362 | 2 | 246 | 0 | 0.12967 | 0.12161 | 0.12161 | 246 | 8
247 | 4.1167 | 0 | 0.38792 | 0.0054247 | 0 | 0.38792 | 0.021348 | 0 | 0.026773 | 0.00044621 | 0.55124 | 0.42376 | 0.42376 | 2 | 247 | 0 | 0.12967 | 0.12161 | 0.12161 | 247 | 8
248 | 4.1333 | 0 | 0.38792 | 0.0053022 | 0 | 0.38792 | 0.020866 | 0 | 0.026168 | 0.00043614 | 0.55147 | 0.4239 | 0.4239 | 2 | 248 | 0 | 0.12967 | 0.12161 | 0.12161 | 248 | 8
249 | 4.15 | 0 | 0.38792 | 0.0051825 | 0 | 0.38792 | 0.020395 | 0 | 0.025578 | 0.00042629 | 0.5517 | 0.42403 | 0.42403 | 2 | 249 | 0 | 0.12967 | 0.12161 | 0.12161 | 249 | 8
250 | 4.1667 | 0 | 0.38792 | 0.0050656 | 0 | 0.38792 | 0.019935 | 0 | 0.025 | 0.00041667 | 0.55193 | 0.42416 | 0.42416 | 2 | 250 | 0 | 0.12967 | 0.12161 | 0.12161 | 250 | 8
251 | 4.1833 | 0 | 0.38792 | 0.0049512 | 0 | 0.38792 | 0.019485 | 0 | 0.024436 | 0.00040726 | 0.55215 | 0.42429 | 0.42429 | 2 | 251 | 0 | 0.12967 | 0.12161 | 0.12161 | 251 | 8
252 | 4.2 | 0 | 0.38792 | 0.0048394 | 0 | 0.38792 | 0.019045 | 0 | 0.023884 | 0.00039807 | 0.55236 | 0.42441 | 0.42441 | 2 | 252 | 0 | 0.12967 | 0.12161 | 0.12161 | 252 | 8
253 | 4.2167 | 0 | 0.38792 | 0.0047302 | 0 | 0.38792 | 0.018615 | 0 | 0.023345 | 0.00038908 | 0.55257 | 0.42453 | 0.42453 | 2 | 253 | 0 | 0.12967 | 0.12161 | 0.12161 | 253 | 8
254 | 4.2333 | 0 | 0.38792 | 0.0046234 | 0 | 0.38792 | 0.018195 | 0 | 0.022818 | 0.0003803 | 0.55278 | 0.42465 | 0.42465 | 2 | 254 | 0 | 0.12967 | 0.12161 | 0.12161 | 254 | 8
255 | 4.25 | 0 | 0.38792 | 0.004519 | 0 | 0.38792 | 0.017784 | 0 | 0.022303 | 0.00037172 | 0.55298 | 0.42477 | 0.42477 | 2 | 255 | 0 | 0.12967 | 0.12161 | 0.12161 | 255 | 8
256 | 4.2667 | 0 | 0.38792 | 0.004417 | 0 | 0.38792 | 0.017382 | 0 | 0.021799 | 0.00036332 | 0.55317 | 0.42488 | 0.42488 | 2 | 256 | 0 | 0.12967 | 0.12161 | 0.12161 | 256 | 8
257 | 4.2833 | 0 | 0.38792 | 0.0043173 | 0 | 0.38792 | 0.01699 | 0 | 0.021307 | 0.00035512 | 0.55337 | 0.42499 | 0.42499 | 2 | 257 | 0 | 0.12967 | 0.12161 | 0.12161 | 257 | 8
258 | 4.3 | 0 | 0.38792 | 0.0042198 | 0 | 0.38792 | 0.016607 | 0 | 0.020826 | 0.00034711 | 0.55355 | 0.4251 | 0.4251 | 2 | 258 | 0 | 0.12967 | 0.12161 | 0.12161 | 258 | 8
259 | 4.3167 | 0 | 0.38792 | 0.0041246 | 0 | 0.38792 | 0.016232 | 0 | 0.020356 | 0.00033927 | 0.55374 | 0.4252 | 0.4252 | 2 | 259 | 0 | 0.12967 | 0.12161 | 0.12161 | 259 | 8
260 | 4.3333 | 0 | 0.38792 | 0.0040315 | 0 | 0.38792 | 0.015865 | 0 | 0.019897 | 0.00033161 | 0.55391 | 0.4253 | 0.4253 | 2 | 260 | 0 | 0.12967 | 0.12161 | 0.12161 | 260 | 8
261 | 4.35 | 0 | 0.38792 | 0.0039405 | 0 | 0.38792 | 0.015507 | 0 | 0.019448 | 0.00032413 | 0.55409 | 0.42541 | 0.42541 | 2 | 261 | 0 | 0.12967 | 0.12161 | 0.12161 | 261 | 8
262 | 4.3667 | 0 | 0.38792 | 0.0038515 | 0 | 0.38792 | 0.015157 | 0 | 0.019009 | 0.00031681 | 0.55426 | 0.4255 | 0.4255 | 2 | 262 | 0 | 0.12967 | 0.12161 | 0.12161 | 262 | 8
263 | 4.3833 | 0 | 0.38792 | 0.0037646 | 0 | 0.38792 | 0.014815 | 0 | 0.018579 | 0.00030966 | 0.55443 | 0.4256 | 0.4256 | 2 | 263 | 0 | 0.12967 | 0.12161 | 0.12161 | 263 | 8
264 | 4.4 | 0 | 0.38792 | 0.0036796 | 0 | 0.38792 | 0.01448 | 0 | 0.01816 | 0.00030267 | 0.55459 | 0.42569 | 0.42569 | 2 | 264 | 0 | 0.12967 | 0.12161 | 0.12161 | 264 | 8
265 | 4.4167 | 0 | 0.38792 | 0.0035965 | 0 | 0.38792 | 0.014154 | 0 | 0.01775 | 0.00029583 | 0.55475 | 0.42579 | 0.42579 | 2 | 265 | 0 | 0.12967 | 0.12161 | 0.12161 | 265 | 8
266 | 4.4333 | 0 | 0.38792 | 0.0035153 | 0 | 0.38792 | 0.013834 | 0 | 0.017349 | 0.00028916 | 0.55491 | 0.42587 | 0.42587 | 2 | 266 | 0 | 0.12967 | 0.12161 | 0.12161 | 266 | 8
267 | 4.45 | 0 | 0.38792 | 0.003436 | 0 | 0.38792 | 0.013522 | 0 | 0.016958 | 0.00028263 | 0.55506 | 0.42596 | 0.42596 | 2 | 267 | 0 | 0.12967 | 0.12161 | 0.12161 | 267 | 8
268 | 4.4667 | 0 | 0.38792 | 0.0033584 | 0 | 0.38792 | 0.013216 | 0 | 0.016575 | 0.00027625 | 0.55521 | 0.42605 | 0.42605 | 2 | 268 | 0 | 0.12967 | 0.12161 | 0.12161 | 268 | 8
269 | 4.4833 | 0 | 0.38792 | 0.0032826 | 0 | 0.38792 | 0.012918 | 0 | 0.016201 | 0.00027001 | 0.55536 | 0.42613 | 0.42613 | 2 | 269 | 0 | 0.12967 | 0.12161 | 0.12161 | 269 | 8
270 | 4.5 | 0 | 0.38792 | 0.0032085 | 0 | 0.38792 | 0.012626 | 0 | 0.015835 | 0.00026392 | 0.5555 | 0.42621 | 0.42621 | 2 | 270 | 0 | 0.12967 | 0.12161 | 0.12161 | 270 | 8
271 | 4.5167 | 0 | 0.38792 | 0.003136 | 0 | 0.38792 | 0.012341 | 0 | 0.015477 | 0.00025796 | 0.55564 | 0.42629 | 0.42629 | 2 | 271 | 0 | 0.12967 | 0.12161 | 0.12161 | 271 | 8
272 | 4.5333 | 0 | 0.38792 | 0.0030653 | 0 | 0.38792 | 0.012063 | 0 | 0.015128 | 0.00025213 | 0.55577 | 0.42637 | 0.42637 | 2 | 272 | 0 | 0.12967 | 0.12161 | 0.12161 | 272 | 8
273 | 4.55 | 0 | 0.38792 | 0.0029961 | 0 | 0.38792 | 0.011791 | 0 | 0.014787 | 0.00024644 | 0.55591 | 0.42645 | 0.42645 | 2 | 273 | 0 | 0.12967 | 0.12161 | 0.12161 | 273 | 8
274 | 4.5667 | 0 | 0.38792 | 0.0029284 | 0 | 0.38792 | 0.011524 | 0 | 0.014453 | 0.00024088 | 0.55604 | 0.42652 | 0.42652 | 2 | 274 | 0 | 0.12967 | 0.12161 | 0.12161 | 274 | 8
275 | 4.5833 | 0 | 0.38792 | 0.0028623 | 0 | 0.38792 | 0.011264 | 0 | 0.014127 | 0.00023544 | 0.55616 | 0.4266 | 0.4266 | 2 | 275 | 0 | 0.12967 | 0.12161 | 0.12161 | 275 | 8
276 | 4.6 | 0 | 0.38792 | 0.0027977 | 0 | 0.38792 | 0.01101 | 0 | 0.013808 | 0.00023013 | 0.55629 | 0.42667 | 0.42667 | 2 | 276 | 0 | 0.12967 | 0.12161 | 0.12161 | 276 | 8
277 | 4.6167 | 0 | 0.38792 | 0.0027345 | 0 | 0.38792 | 0.010761 | 0 | 0.013496 | 0.00022493 | 0.55641 | 0.42674 | 0.42674 | 2 | 277 | 0 | 0.12967 | 0.12161 | 0.12161 | 277 | 8
278 | 4.6333 | 0 | 0.38792 | 0.0026728 | 0 | 0.38792 | 0.010518 | 0 | 0.013191 | 0.00021985 | 0.55653 | 0.4268 | 0.4268 | 2 | 278 | 0 | 0.12967 | 0.12161 | 0.12161 | 278 | 8
279 | 4.65 | 0 | 0.38792 | 0.0026125 | 0 | 0.38792 | 0.010281 | 0 | 0.012893 | 0.00021489 | 0.55664 | 0.42687 | 0.42687 | 2 | 279 | 0 | 0.12967 | 0.12161 | 0.12161 | 279 | 8
280 | 4.6667 | 0 | 0.38792 | 0.0025535 | 0 | 0.38792 | 0.010049 | 0 | 0.012602 | 0.00021004 | 0.55676 | 0.42694 | 0.42694 | 2 | 280 | 0 | 0.12967 | 0.12161 | 0.12161 | 280 | 8
281 | 4.6833 | 0 | 0.38792 | 0.0024959 | 0 | 0.38792 | 0.009822 | 0 | 0.012318 | 0.0002053 | 0.55687 | 0.427 | 0.427 | 2 | 281 | 0 | 0.12967 | 0.12161 | 0.12161 | 281 | 8
282 | 4.7 | 0 | 0.38792 | 0.0024395 | 0 | 0.38792 | 0.0096003 | 0 | 0.01204 | 0.00020066 | 0.55698 | 0.42706 | 0.42706 | 2 | 282 | 0 | 0.12967 | 0.12161 | 0.12161 | 282 | 8
283 | 4.7167 | 0 | 0.38792 | 0.0023844 | 0 | 0.38792 | 0.0093836 | 0 | 0.011768 | 0.00019613 | 0.55708 | 0.42712 | 0.42712 | 2 | 283 | 0 | 0.12967 | 0.12161 | 0.12161 | 283 | 8
284 | 4.7333 | 0 | 0.38792 | 0.0023306 | 0 | 0.38792 | 0.0091718 | 0 | 0.011502 | 0.00019171 | 0.55719 | 0.42718 | 0.42718 | 2 | 284 | 0 | 0.12967 | 0.12161 | 0.12161 | 284 | 8
285 | 4.75 | 0 | 0.38792 | 0.002278 | 0 | 0.38792 | 0.0089647 | 0 | 0.011243 | 0.00018738 | 0.55729 | 0.42724 | 0.42724 | 2 | 285 | 0 | 0.12967 | 0.12161 | 0.12161 | 285 | 8
286 | 4.7667 | 0 | 0.38792 | 0.0022266 | 0 | 0.38792 | 0.0087623 | 0 | 0.010989 | 0.00018315 | 0.55739 | 0.4273 | 0.4273 | 2 | 286 | 0 | 0.12967 | 0.12161 | 0.12161 | 286 | 8
287 | 4.7833 | 0 | 0.38792 | 0.0021763 | 0 | 0.38792 | 0.0085645 | 0 | 0.010741 | 0.00017901 | 0.55748 | 0.42735 | 0.42735 | 2 | 287 | 0 | 0.12967 | 0.12161 | 0.12161 | 287 | 8
288 | 4.8 | 0 | 0.38792 | 0.0021272 | 0 | 0.38792 | 0.0083712 | 0 | 0.010498 | 0.00017497 | 0.55758 | 0.42741 | 0.42741 | 2 | 288 | 0 | 0.12967 | 0.12161 | 0.12161 | 288 | 8
289 | 4.8167 | 0 | 0.38792 | 0.0020792 | 0 | 0.38792 | 0.0081822 | 0 | 0.010261 | 0.00017102 | 0.55767 | 0.42746 | 0.42746 | 2 | 289 | 0 | 0.12967 | 0.12161 | 0.12161 | 289 | 8
290 | 4.8333 | 0 | 0.38792 | 0.0020322 | 0 | 0.38792 | 0.0079975 | 0 | 0.01003 | 0.00016716 | 0.55776 | 0.42751 | 0.42751 | 2 | 290 | 0 | 0.12967 | 0.12161 | 0.12161 | 290 | 8
291 | 4.85 | 0 | 0.38792 | 0.0019863 | 0 | 0.38792 | 0.007817 | 0 | 0.0098033 | 0.00016339 | 0.55785 | 0.42756 | 0.42756 | 2 | 291 | 0 | 0.12967 | 0.12161 | 0.12161 | 291 | 8
292 | 4.8667 | 0 | 0.38792 | 0.0019415 | 0 | 0.38792 | 0.0076405 | 0 | 0.009582 | 0.0001597 | 0.55793 | 0.42761 | 0.42761 | 2 | 292 | 0 | 0.12967 | 0.12161 | 0.12161 | 292 | 8
293 | 4.8833 | 0 | 0.38792 | 0.0018977 | 0 | 0.38792 | 0.007468 | 0 | 0.0093657 | 0.00015609 | 0.55802 | 0.42766 | 0.42766 | 2 | 293 | 0 | 0.12967 | 0.12161 | 0.12161 | 293 | 8
294 | 4.9 | 0 | 0.38792 | 0.0018548 | 0 | 0.38792 | 0.0072994 | 0 | 0.0091543 | 0.00015257 | 0.5581 | 0.42771 | 0.42771 | 2 | 294 | 0 | 0.12967 | 0.12161 | 0.12161 | 294 | 8
295 | 4.9167 | 0 | 0.38792 | 0.001813 | 0 | 0.38792 | 0.0071346 | 0 | 0.0089476 | 0.00014913 | 0.55818 | 0.42775 | 0.42775 | 2 | 295 | 0 | 0.12967 | 0.12161 | 0.12161 | 295 | 8
296 | 4.9333 | 0 | 0.38792 | 0.001772 | 0 | 0.38792 | 0.0069736 | 0 | 0.0087456 | 0.00014576 | 0.55826 | 0.4278 | 0.4278 | 2 | 296 | 0 | 0.12967 | 0.12161 | 0.12161 | 296 | 8
297 | 4.95 | 0 | 0.38792 | 0.001732 | 0 | 0.38792 | 0.0068162 | 0 | 0.0085482 | 0.00014247 | 0.55834 | 0.42784 | 0.42784 | 2 | 297 | 0 | 0.12967 | 0.12161 | 0.12161 | 297 | 8
298 | 4.9667 | 0 | 0.38792 | 0.0016929 | 0 | 0.38792 | 0.0066623 | 0 | 0.0083552 | 0.00013925 | 0.55841 | 0.42788 | 0.42788 | 2 | 298 | 0 | 0.12967 | 0.12161 | 0.12161 | 298 | 8
299 | 4.9833 | 0 | 0.38792 | 0.0016547 | 0 | 0.38792 | 0.0065119 | 0 | 0.0081666 | 0.00013611 | 0.55849 | 0.42793 | 0.42793 | 2 | 299 | 0 | 0.12967 | 0.12161 | 0.12161 | 299 | 8
300 | 5 | 0 | 0.38792 | 0.0016174 | 0 | 0.38792 | 0.0063649 | 0 | 0.0079822 | 0.00013304 | 0.55856 | 0.42797 | 0.42797 | 2 | 300 | 0 | 0.12967 | 0.12161 | 0.12161 | 300 | 8
301 | 5.0167 | 0 | 0.38792 | 0.0015809 | 0 | 0.38792 | 0.0062212 | 0 | 0.007802 | 0.00013003 | 0.55863 | 0.42801 | 0.42801 | 2 | 301 | 0 | 0.12967 | 0.12161 | 0.12161 | 301 | 8
302 | 5.0333 | 0 | 0.38792 | 0.0015452 | 0 | 0.38792 | 0.0060808 | 0 | 0.0076259 | 0.0001271 | 0.5587 | 0.42805 | 0.42805 | 2 | 302 | 0 | 0.12967 | 0.12161 | 0.12161 | 302 | 8
303 | 5.05 | 0 | 0.38792 | 0.0015103 | 0 | 0.38792 | 0.0059435 | 0 | 0.0074538 | 0.00012423 | 0.55876 | 0.42808 | 0.42808 | 2 | 303 | 0 | 0.12967 | 0.12161 | 0.12161 | 303 | 8
304 | 5.0667 | 0 | 0.38792 | 0.0014762 | 0 | 0.38792 | 0.0058093 | 0 | 0.0072855 | 0.00012143 | 0.55883 | 0.42812 | 0.42812 | 2 | 304 | 0 | 0.12967 | 0.12161 | 0.12161 | 304 | 8
305 | 5.0833 | 0 | 0.38792 | 0.0014429 | 0 | 0.38792 | 0.0056782 | 0 | 0.007121 | 0.00011868 | 0.55889 | 0.42816 | 0.42816 | 2 | 305 | 0 | 0.12967 | 0.12161 | 0.12161 | 305 | 8
306 | 5.1 | 0 | 0.38792 | 0.0014103 | 0 | 0.38792 | 0.00555 | 0 | 0.0069603 | 0.000116 | 0.55896 | 0.42819 | 0.42819 | 2 | 306 | 0 | 0.12967 | 0.12161 | 0.12161 | 306 | 8
307 | 5.1167 | 0 | 0.38792 | 0.0013785 | 0 | 0.38792 | 0.0054247 | 0 | 0.0068032 | 0.00011339 | 0.55902 | 0.42823 | 0.42823 | 2 | 307 | 0 | 0.12967 | 0.12161 | 0.12161 | 307 | 8
308 | 5.1333 | 0 | 0.38792 | 0.0013473 | 0 | 0.38792 | 0.0053022 | 0 | 0.0066496 | 0.00011083 | 0.55908 | 0.42826 | 0.42826 | 2 | 308 | 0 | 0.12967 | 0.12161 | 0.12161 | 308 | 8
309 | 5.15 | 0 | 0.38792 | 0.0013169 | 0 | 0.38792 | 0.0051825 | 0 | 0.0064995 | 0.00010832 | 0.55914 | 0.4283 | 0.4283 | 2 | 309 | 0 | 0.12967 | 0.12161 | 0.12161 | 309 | 8
310 | 5.1667 | 0 | 0.38792 | 0.0012872 | 0 | 0.38792 | 0.0050656 | 0 | 0.0063527 | 0.00010588 | 0.55919 | 0.42833 | 0.42833 | 2 | 310 | 0 | 0.12967 | 0.12161 | 0.12161 | 310 | 8
311 | 5.1833 | 0 | 0.38792 | 0.0012581 | 0 | 0.38792 | 0.0049512 | 0 | 0.0062093 | 0.00010349 | 0.55925 | 0.42836 | 0.42836 | 2 | 311 | 0 | 0.12967 | 0.12161 | 0.12161 | 311 | 8
312 | 5.2 | 0 | 0.38792 | 0.0012297 | 0 | 0.38792 | 0.0048394 | 0 | 0.0060692 | 0.00010115 | 0.5593 | 0.42839 | 0.42839 | 2 | 312 | 0 | 0.12967 | 0.12161 | 0.12161 | 312 | 8
313 | 5.2167 | 0 | 0.38792 | 0.001202 | 0 | 0.38792 | 0.0047302 | 0 | 0.0059321 | 9.8869e-05 | 0.55936 | 0.42842 | 0.42842 | 2 | 313 | 0 | 0.12967 | 0.12161 | 0.12161 | 313 | 8
314 | 5.2333 | 0 | 0.38792 | 0.0011748 | 0 | 0.38792 | 0.0046234 | 0 | 0.0057982 | 9.6637e-05 | 0.55941 | 0.42845 | 0.42845 | 2 | 314 | 0 | 0.12967 | 0.12161 | 0.12161 | 314 | 8
315 | 5.25 | 0 | 0.38792 | 0.0011483 | 0 | 0.38792 | 0.004519 | 0 | 0.0056673 | 9.4456e-05 | 0.55946 | 0.42848 | 0.42848 | 2 | 315 | 0 | 0.12967 | 0.12161 | 0.12161 | 315 | 8
316 | 5.2667 | 0 | 0.38792 | 0.0011224 | 0 | 0.38792 | 0.004417 | 0 | 0.0055394 | 9.2323e-05 | 0.55951 | 0.42851 | 0.42851 | 2 | 316 | 0 | 0.12967 | 0.12161 | 0.12161 | 316 | 8
317 | 5.2833 | 0 | 0.38792 | 0.0010971 | 0 | 0.38792 | 0.0043173 | 0 | 0.0054144 | 9.0239e-05 | 0.55956 | 0.42854 | 0.42854 | 2 | 317 | 0 | 0.12967 | 0.12161 | 0.12161 | 317 | 8
318 | 5.3 | 0 | 0.38792 | 0.0010723 | 0 | 0.38792 | 0.0042198 | 0 | 0.0052921 | 8.8202e-05 | 0.55961 | 0.42857 | 0.42857 | 2 | 318 | 0 | 0.12967 | 0.12161 | 0.12161 | 318 | 8
319 | 5.3167 | 0 | 0.38792 | 0.0010481 | 0 | 0.38792 | 0.0041246 | 0 | 0.0051727 | 8.6211e-05 | 0.55965 | 0.42859 | 0.42859 | 2 | 319 | 0 | 0.12967 | 0.12161 | 0.12161 | 319 | 8
320 | 5.3333 | 0 | 0.38792 | 0.0010244 | 0 | 0.38792 | 0.0040315 | 0 | 0.0050559 | 8.4265e-05 | 0.5597 | 0.42862 | 0.42862 | 2 | 320 | 0 | 0.12967 | 0.12161 | 0.12161 | 320 | 8
321 | 5.35 | 0 | 0.38792 | 0.0010013 | 0 | 0.38792 | 0.0039405 | 0 | 0.0049418 | 8.2363e-05 | 0.55974 | 0.42864 | 0.42864 | 2 | 321 | 0 | 0.12967 | 0.12161 | 0.12161 | 321 | 8
322 | 5.3667 | 0 | 0.38792 | 0.00097869 | 0 | 0.38792 | 0.0038515 | 0 | 0.0048302 | 8.0503e-05 | 0.55979 | 0.42867 | 0.42867 | 2 | 322 | 0 | 0.12967 | 0.12161 | 0.12161 | 322 | 8
323 | 5.3833 | 0 | 0.38792 | 0.0009566 | 0 | 0.38792 | 0.0037646 | 0 | 0.0047212 | 7.8686e-05 | 0.55983 | 0.42869 | 0.42869 | 2 | 323 | 0 | 0.12967 | 0.12161 | 0.12161 | 323 | 8
324 | 5.4 | 0 | 0.38792 | 0.000935 | 0 | 0.38792 | 0.0036796 | 0 | 0.0046146 | 7.691e-05 | 0.55987 | 0.42872 | 0.42872 | 2 | 324 | 0 | 0.12967 | 0.12161 | 0.12161 | 324 | 8
325 | 5.4167 | 0 | 0.38792 | 0.0009139 | 0 | 0.38792 | 0.0035965 | 0 | 0.0045104 | 7.5173e-05 | 0.55991 | 0.42874 | 0.42874 | 2 | 325 | 0 | 0.12967 | 0.12161 | 0.12161 | 325 | 8
326 | 5.4333 | 0 | 0.38792 | 0.00089327 | 0 | 0.38792 | 0.0035153 | 0 | 0.0044086 | 7.3476e-05 | 0.55995 | 0.42876 | 0.42876 | 2 | 326 | 0 | 0.12967 | 0.12161 | 0.12161 | 326 | 8
327 | 5.45 | 0 | 0.38792 | 0.0008731 | 0 | 0.38792 | 0.003436 | 0 | 0.0043091 | 7.1818e-05 | 0.55999 | 0.42878 | 0.42878 | 2 | 327 | 0 | 0.12967 | 0.12161 | 0.12161 | 327 | 8
328 | 5.4667 | 0 | 0.38792 | 0.00085339 | 0 | 0.38792 | 0.0033584 | 0 | 0.0042118 | 7.0196e-05 | 0.56003 | 0.42881 | 0.42881 | 2 | 328 | 0 | 0.12967 | 0.12161 | 0.12161 | 328 | 8
329 | 5.4833 | 0 | 0.38792 | 0.00083413 | 0 | 0.38792 | 0.0032826 | 0 | 0.0041167 | 6.8612e-05 | 0.56006 | 0.42883 | 0.42883 | 2 | 329 | 0 | 0.12967 | 0.12161 | 0.12161 | 329 | 8
330 | 5.5 | 0 | 0.38792 | 0.0008153 | 0 | 0.38792 | 0.0032085 | 0 | 0.0040238 | 6.7063e-05 | 0.5601 | 0.42885 | 0.42885 | 2 | 330 | 0 | 0.12967 | 0.12161 | 0.12161 | 330 | 8
331 | 5.5167 | 0 | 0.38792 | 0.00079689 | 0 | 0.38792 | 0.003136 | 0 | 0.0039329 | 6.5549e-05 | 0.56014 | 0.42887 | 0.42887 | 2 | 331 | 0 | 0.12967 | 0.12161 | 0.12161 | 331 | 8
332 | 5.5333 | 0 | 0.38792 | 0.0007789 | 0 | 0.38792 | 0.0030653 | 0 | 0.0038442 | 6.4069e-05 | 0.56017 | 0.42889 | 0.42889 | 2 | 332 | 0 | 0.12967 | 0.12161 | 0.12161 | 332 | 8
333 | 5.55 | 0 | 0.38792 | 0.00076132 | 0 | 0.38792 | 0.0029961 | 0 | 0.0037574 | 6.2623e-05 | 0.5602 | 0.42891 | 0.42891 | 2 | 333 | 0 | 0.12967 | 0.12161 | 0.12161 | 333 | 8
334 | 5.5667 | 0 | 0.38792 | 0.00074413 | 0 | 0.38792 | 0.0029284 | 0 | 0.0036726 | 6.1209e-05 | 0.56024 | 0.42893 | 0.42893 | 2 | 334 | 0 | 0.12967 | 0.12161 | 0.12161 | 334 | 8
335 | 5.5833 | 0 | 0.38792 | 0.00072733 | 0 | 0.38792 | 0.0028623 | 0 | 0.0035896 | 5.9827e-05 | 0.56027 | 0.42894 | 0.42894 | 2 | 335 | 0 | 0.12967 | 0.12161 | 0.12161 | 335 | 8
336 | 5.6 | 0 | 0.38792 | 0.00071091 | 0 | 0.38792 | 0.0027977 | 0 | 0.0035086 | 5.8477e-05 | 0.5603 | 0.42896 | 0.42896 | 2 | 336 | 0 | 0.12967 | 0.12161 | 0.12161 | 336 | 8
337 | 5.6167 | 0 | 0.38792 | 0.00069487 | 0 | 0.38792 | 0.0027345 | 0 | 0.0034294 | 5.7157e-05 | 0.56033 | 0.42898 | 0.42898 | 2 | 337 | 0 | 0.12967 | 0.12161 | 0.12161 | 337 | 8
338 | 5.6333 | 0 | 0.38792 | 0.00067918 | 0 | 0.38792 | 0.0026728 | 0 | 0.003352 | 5.5866e-05 | 0.56036 | 0.429 | 0.429 | 2 | 338 | 0 | 0.12967 | 0.12161 | 0.12161 | 338 | 8
339 | 5.65 | 0 | 0.38792 | 0.00066385 | 0 | 0.38792 | 0.0026125 | 0 | 0.0032763 | 5.4605e-05 | 0.56039 | 0.42901 | 0.42901 | 2 | 339 | 0 | 0.12967 | 0.12161 | 0.12161 | 339 | 8
340 | 5.6667 | 0 | 0.38792 | 0.00064886 | 0 | 0.38792 | 0.0025535 | 0 | 0.0032024 | 5.3373e-05 | 0.56042 | 0.42903 | 0.42903 | 2 | 340 | 0 | 0.12967 | 0.12161 | 0.12161 | 340 | 8
341 | 5.6833 | 0 | 0.38792 | 0.00063421 | 0 | 0.38792 | 0.0024959 | 0 | 0.0031301 | 5.2168e-05 | 0.56045 | 0.42905 | 0.42905 | 2 | 341 | 0 | 0.12967 | 0.12161 | 0.12161 | 341 | 8
342 | 5.7 | 0 | 0.38792 | 0.0006199 | 0 | 0.38792 | 0.0024395 | 0 | 0.0030594 | 5.099e-05 | 0.56048 | 0.42906 | 0.42906 | 2 | 342 | 0 | 0.12967 | 0.12161 | 0.12161 | 342 | 8
343 | 5.7167 | 0 | 0.38792 | 0.0006059 | 0 | 0.38792 | 0.0023844 | 0 | 0.0029903 | 4.9839e-05 | 0.5605 | 0.42908 | 0.42908 | 2 | 343 | 0 | 0.12967 | 0.12161 | 0.12161 | 343 | 8
344 | 5.7333 | 0 | 0.38792 | 0.00059222 | 0 | 0.38792 | 0.0023306 | 0 | 0.0029228 | 4.8714e-05 | 0.56053 | 0.42909 | 0.42909 | 2 | 344 | 0 | 0.12967 | 0.12161 | 0.12161 | 344 | 8
345 | 5.75 | 0 | 0.38792 | 0.00057885 | 0 | 0.38792 | 0.002278 | 0 | 0.0028569 | 4.7614e-05 | 0.56056 | 0.42911 | 0.42911 | 2 | 345 | 0 | 0.12967 | 0.12161 | 0.12161 | 345 | 8
346 | 5.7667 | 0 | 0.38792 | 0.00056579 | 0 | 0.38792 | 0.0022266 | 0 | 0.0027924 | 4.6539e-05 | 0.56058 | 0.42912 | 0.42912 | 2 | 346 | 0 | 0.12967 | 0.12161 | 0.12161 | 346 | 8
347 | 5.7833 | 0 | 0.38792 | 0.00055301 | 0 | 0.38792 | 0.0021763 | 0 | 0.0027293 | 4.5489e-05 | 0.5606 | 0.42914 | 0.42914 | 2 | 347 | 0 | 0.12967 | 0.12161 | 0.12161 | 347 | 8
348 | 5.8 | 0 | 0.38792 | 0.00054053 | 0 | 0.38792 | 0.0021272 | 0 | 0.0026677 | 4.4462e-05 | 0.56063 | 0.42915 | 0.42915 | 2 | 348 | 0 | 0.12967 | 0.12161 | 0.12161 | 348 | 8
349 | 5.8167 | 0 | 0.38792 | 0.00052833 | 0 | 0.38792 | 0.0020792 | 0 | 0.0026075 | 4.3458e-05 | 0.56065 | 0.42916 | 0.42916 | 2 | 349 | 0 | 0.12967 | 0.12161 | 0.12161 | 349 | 8
350 | 5.8333 | 0 | 0.38792 | 0.0005164 | 0 | 0.38792 | 0.0020322 | 0 | 0.0025486 | 4.2477e-05 | 0.56068 | 0.42918 | 0.42918 | 2 | 350 | 0 | 0.12967 | 0.12161 | 0.12161 | 350 | 8
351 | 5.85 | 0 | 0.38792 | 0.00050474 | 0 | 0.38792 | 0.0019863 | 0 | 0.0024911 | 4.1518e-05 | 0.5607 | 0.42919 | 0.42919 | 2 | 351 | 0 | 0.12967 | 0.12161 | 0.12161 | 351 | 8
352 | 5.8667 | 0 | 0.38792 | 0.00049335 | 0 | 0.38792 | 0.0019415 | 0 | 0.0024349 | 4.0581e-05 | 0.56072 | 0.4292 | 0.4292 | 2 | 352 | 0 | 0.12967 | 0.12161 | 0.12161 | 352 | 8
353 | 5.8833 | 0 | 0.38792 | 0.00048221 | 0 | 0.38792 | 0.0018977 | 0 | 0.0023799 | 3.9665e-05 | 0.56074 | 0.42921 | 0.42921 | 2 | 353 | 0 | 0.12967 | 0.12161 | 0.12161 | 353 | 8
354 | 5.9 | 0 | 0.38792 | 0.00047133 | 0 | 0.38792 | 0.0018548 | 0 | 0.0023262 | 3.8769e-05 | 0.56076 | 0.42923 | 0.42923 | 2 | 354 | 0 | 0.12967 | 0.12161 | 0.12161 | 354 | 8
355 | 5.9167 | 0 | 0.38792 | 0.00046069 | 0 | 0.38792 | 0.001813 | 0 | 0.0022737 | 3.7894e-05 | 0.56078 | 0.42924 | 0.42924 | 2 | 355 | 0 | 0.12967 | 0.12161 | 0.12161 | 355 | 8
356 | 5.9333 | 0 | 0.38792 | 0.00045029 | 0 | 0.38792 | 0.001772 | 0 | 0.0022223 | 3.7039e-05 | 0.5608 | 0.42925 | 0.42925 | 2 | 356 | 0 | 0.12967 | 0.12161 | 0.12161 | 356 | 8
357 | 5.95 | 0 | 0.38792 | 0.00044012 | 0 | 0.38792 | 0.001732 | 0 | 0.0021722 | 3.6203e-05 | 0.56082 | 0.42926 | 0.42926 | 2 | 357 | 0 | 0.12967 | 0.12161 | 0.12161 | 357 | 8
358 | 5.9667 | 0 | 0.38792 | 0.00043019 | 0 | 0.38792 | 0.0016929 | 0 | 0.0021231 | 3.5385e-05 | 0.56084 | 0.42927 | 0.42927 | 2 | 358 | 0 | 0.12967 | 0.12161 | 0.12161 | 358 | 8
359 | 5.9833 | 0 | 0.38792 | 0.00042047 | 0 | 0.38792 | 0.0016547 | 0 | 0.0020752 | 3.4587e-05 | 0.56086 | 0.42928 | 0.42928 | 2 | 359 | 0 | 0.12967 | 0.12161 | 0.12161 | 359 | 8
360 | 6 | 0 | 0.38792 | 0.00041098 | 0 | 0.38792 | 0.0016174 | 0 | 0.0020283 | 3.3806e-05 | 0.56088 | 0.42929 | 0.42929 | 2 | 360 | 0 | 0.12967 | 0.12161 | 0.12161 | 360 | 8
361 | 6.0167 | 0 | 0.38792 | 0.00040171 | 0 | 0.38792 | 0.0015809 | 0 | 0.0019826 | 3.3043e-05 | 0.5609 | 0.4293 | 0.4293 | 2 | 361 | 0 | 0.12967 | 0.12161 | 0.12161 | 361 | 8
362 | 6.0333 | 0 | 0.38792 | 0.00039264 | 0 | 0.38792 | 0.0015452 | 0 | 0.0019378 | 3.2297e-05 | 0.56091 | 0.42931 | 0.42931 | 2 | 362 | 0 | 0.12967 | 0.12161 | 0.12161 | 362 | 8
363 | 6.05 | 0 | 0.38792 | 0.00038377 | 0 | 0.38792 | 0.0015103 | 0 | 0.0018941 | 3.1568e-05 | 0.56093 | 0.42932 | 0.42932 | 2 | 363 | 0 | 0.12967 | 0.12161 | 0.12161 | 363 | 8
364 | 6.0667 | 0 | 0.38792 | 0.00037511 | 0 | 0.38792 | 0.0014762 | 0 | 0.0018513 | 3.0855e-05 | 0.56095 | 0.42933 | 0.42933 | 2 | 364 | 0 | 0.12967 | 0.12161 | 0.12161 | 364 | 8
365 | 6.0833 | 0 | 0.38792 | 0.00036664 | 0 | 0.38792 | 0.0014429 | 0 | 0.0018095 | 3.0158e-05 | 0.56096 | 0.42934 | 0.42934 | 2 | 365 | 0 | 0.12967 | 0.12161 | 0.12161 | 365 | 8
366 | 6.1 | 0 | 0.38792 | 0.00035836 | 0 | 0.38792 | 0.0014103 | 0 | 0.0017687 | 2.9478e-05 | 0.56098 | 0.42935 | 0.42935 | 2 | 366 | 0 | 0.12967 | 0.12161 | 0.12161 | 366 | 8
367 | 6.1167 | 0 | 0.38792 | 0.00035027 | 0 | 0.38792 | 0.0013785 | 0 | 0.0017287 | 2.8812e-05 | 0.56099 | 0.42936 | 0.42936 | 2 | 367 | 0 | 0.12967 | 0.12161 | 0.12161 | 367 | 8
368 | 6.1333 | 0 | 0.38792 | 0.00034237 | 0 | 0.38792 | 0.0013473 | 0 | 0.0016897 | 2.8162e-05 | 0.56101 | 0.42937 | 0.42937 | 2 | 368 | 0 | 0.12967 | 0.12161 | 0.12161 | 368 | 8
369 | 6.15 | 0 | 0.38792 | 0.00033464 | 0 | 0.38792 | 0.0013169 | 0 | 0.0016516 | 2.7526e-05 | 0.56102 | 0.42938 | 0.42938 | 2 | 369 | 0 | 0.12967 | 0.12161 | 0.12161 | 369 | 8
370 | 6.1667 | 0 | 0.38792 | 0.00032708 | 0 | 0.38792 | 0.0012872 | 0 | 0.0016143 | 2.6905e-05 | 0.56104 | 0.42938 | 0.42938 | 2 | 370 | 0 | 0.12967 | 0.12161 | 0.12161 | 370 | 8
371 | 6.1833 | 0 | 0.38792 | 0.0003197 | 0 | 0.38792 | 0.0012581 | 0 | 0.0015778 | 2.6297e-05 | 0.56105 | 0.42939 | 0.42939 | 2 | 371 | 0 | 0.12967 | 0.12161 | 0.12161 | 371 | 8
372 | 6.2 | 0 | 0.38792 | 0.00031248 | 0 | 0.38792 | 0.0012297 | 0 | 0.0015422 | 2.5704e-05 | 0.56107 | 0.4294 | 0.4294 | 2 | 372 | 0 | 0.12967 | 0.12161 | 0.12161 | 372 | 8
373 | 6.2167 | 0 | 0.38792 | 0.00030543 | 0 | 0.38792 | 0.001202 | 0 | 0.0015074 | 2.5123e-05 | 0.56108 | 0.42941 | 0.42941 | 2 | 373 | 0 | 0.12967 | 0.12161 | 0.12161 | 373 | 8
374 | 6.2333 | 0 | 0.38792 | 0.00029853 | 0 | 0.38792 | 0.0011748 | 0 | 0.0014734 | 2.4556e-05 | 0.56109 | 0.42942 | 0.42942 | 2 | 374 | 0 | 0.12967 | 0.12161 | 0.12161 | 374 | 8
375 | 6.25 | 0 | 0.38792 | 0.00029179 | 0 | 0.38792 | 0.0011483 | 0 | 0.0014401 | 2.4002e-05 | 0.56111 | 0.42942 | 0.42942 | 2 | 375 | 0 | 0.12967 | 0.12161 | 0.12161 | 375 | 8
376 | 6.2667 | 0 | 0.38792 | 0.00028521 | 0 | 0.38792 | 0.0011224 | 0 | 0.0014076 | 2.346e-05 | 0.56112 | 0.42943 | 0.42943 | 2 | 376 | 0 | 0.12967 | 0.12161 | 0.12161 | 376 | 8
377 | 6.2833 | 0 | 0.38792 | 0.00027877 | 0 | 0.38792 | 0.0010971 | 0 | 0.0013758 | 2.293e-05 | 0.56113 | 0.42944 | 0.42944 | 2 | 377 | 0 | 0.12967 | 0.12161 | 0.12161 | 377 | 8
378 | 6.3 | 0 | 0.38792 | 0.00027248 | 0 | 0.38792 | 0.0010723 | 0 | 0.0013448 | 2.2413e-05 | 0.56114 | 0.42944 | 0.42944 | 2 | 378 | 0 | 0.12967 | 0.12161 | 0.12161 | 378 | 8
379 | 6.3167 | 0 | 0.38792 | 0.00026633 | 0 | 0.38792 | 0.0010481 | 0 | 0.0013144 | 2.1907e-05 | 0.56116 | 0.42945 | 0.42945 | 2 | 379 | 0 | 0.12967 | 0.12161 | 0.12161 | 379 | 8
380 | 6.3333 | 0 | 0.38792 | 0.00026031 | 0 | 0.38792 | 0.0010244 | 0 | 0.0012847 | 2.1412e-05 | 0.56117 | 0.42946 | 0.42946 | 2 | 380 | 0 | 0.12967 | 0.12161 | 0.12161 | 380 | 8
381 | 6.35 | 0 | 0.38792 | 0.00025444 | 0 | 0.38792 | 0.0010013 | 0 | 0.0012557 | 2.0929e-05 | 0.56118 | 0.42946 | 0.42946 | 2 | 381 | 0 | 0.12967 | 0.12161 | 0.12161 | 381 | 8
382 | 6.3667 | 0 | 0.38792 | 0.00024869 | 0 | 0.38792 | 0.00097869 | 0 | 0.0012274 | 2.0456e-05 | 0.56119 | 0.42947 | 0.42947 | 2 | 382 | 0 | 0.12967 | 0.12161 | 0.12161 | 382 | 8
383 | 6.3833 | 0 | 0.38792 | 0.00024308 | 0 | 0.38792 | 0.0009566 | 0 | 0.0011997 | 1.9995e-05 | 0.5612 | 0.42948 | 0.42948 | 2 | 383 | 0 | 0.12967 | 0.12161 | 0.12161 | 383 | 8
384 | 6.4 | 0 | 0.38792 | 0.00023759 | 0 | 0.38792 | 0.000935 | 0 | 0.0011726 | 1.9543e-05 | 0.56121 | 0.42948 | 0.42948 | 2 | 384 | 0 | 0.12967 | 0.12161 | 0.12161 | 384 | 8
385 | 6.4167 | 0 | 0.38792 | 0.00023223 | 0 | 0.38792 | 0.0009139 | 0 | 0.0011461 | 1.9102e-05 | 0.56122 | 0.42949 | 0.42949 | 2 | 385 | 0 | 0.12967 | 0.12161 | 0.12161 | 385 | 8
386 | 6.4333 | 0 | 0.38792 | 0.00022699 | 0 | 0.38792 | 0.00089327 | 0 | 0.0011203 | 1.8671e-05 | 0.56123 | 0.42949 | 0.42949 | 2 | 386 | 0 | 0.12967 | 0.12161 | 0.12161 | 386 | 8
387 | 6.45 | 0 | 0.38792 | 0.00022186 | 0 | 0.38792 | 0.0008731 | 0 | 0.001095 | 1.8249e-05 | 0.56124 | 0.4295 | 0.4295 | 2 | 387 | 0 | 0.12967 | 0.12161 | 0.12161 | 387 | 8
388 | 6.4667 | 0 | 0.38792 | 0.00021685 | 0 | 0.38792 | 0.00085339 | 0 | 0.0010702 | 1.7837e-05 | 0.56125 | 0.42951 | 0.42951 | 2 | 388 | 0 | 0.12967 | 0.12161 | 0.12161 | 388 | 8
389 | 6.4833 | 0 | 0.38792 | 0.00021196 | 0 | 0.38792 | 0.00083413 | 0 | 0.0010461 | 1.7435e-05 | 0.56126 | 0.42951 | 0.42951 | 2 | 389 | 0 | 0.12967 | 0.12161 | 0.12161 | 389 | 8
390 | 6.5 | 0 | 0.38792 | 0.00020717 | 0 | 0.38792 | 0.0008153 | 0 | 0.0010225 | 1.7041e-05 | 0.56127 | 0.42952 | 0.42952 | 2 | 390 | 0 | 0.12967 | 0.12161 | 0.12161 | 390 | 8
391 | 6.5167 | 0 | 0.38792 | 0.0002025 | 0 | 0.38792 | 0.00079689 | 0 | 0.00099939 | 1.6656e-05 | 0.56128 | 0.42952 | 0.42952 | 2 | 391 | 0 | 0.12967 | 0.12161 | 0.12161 | 391 | 8
392 | 6.5333 | 0 | 0.38792 | 0.00019792 | 0 | 0.38792 | 0.0007789 | 0 | 0.00097683 | 1.628e-05 | 0.56129 | 0.42953 | 0.42953 | 2 | 392 | 0 | 0.12967 | 0.12161 | 0.12161 | 392 | 8
393 | 6.55 | 0 | 0.38792 | 0.00019346 | 0 | 0.38792 | 0.00076132 | 0 | 0.00095477 | 1.5913e-05 | 0.5613 | 0.42953 | 0.42953 | 2 | 393 | 0 | 0.12967 | 0.12161 | 0.12161 | 393 | 8
394 | 6.5667 | 0 | 0.38792 | 0.00018909 | 0 | 0.38792 | 0.00074413 | 0 | 0.00093322 | 1.5554e-05 | 0.5613 | 0.42954 | 0.42954 | 2 | 394 | 0 | 0.12967 | 0.12161 | 0.12161 | 394 | 8
395 | 6.5833 | 0 | 0.38792 | 0.00018482 | 0 | 0.38792 | 0.00072733 | 0 | 0.00091215 | 1.5203e-05 | 0.56131 | 0.42954 | 0.42954 | 2 | 395 | 0 | 0.12967 | 0.12161 | 0.12161 | 395 | 8
396 | 6.6 | 0 | 0.38792 | 0.00018065 | 0 | 0.38792 | 0.00071091 | 0 | 0.00089156 | 1.4859e-05 | 0.56132 | 0.42954 | 0.42954 | 2 | 396 | 0 | 0.12967 | 0.12161 | 0.12161 | 396 | 8
397 | 6.6167 | 0 | 0.38792 | 0.00017657 | 0 | 0.38792 | 0.00069487 | 0 | 0.00087144 | 1.4524e-05 | 0.56133 | 0.42955 | 0.42955 | 2 | 397 | 0 | 0.12967 | 0.12161 | 0.12161 | 397 | 8
398 | 6.6333 | 0 | 0.38792 | 0.00017258 | 0 | 0.38792 | 0.00067918 | 0 | 0.00085176 | 1.4196e-05 | 0.56134 | 0.42955 | 0.42955 | 2 | 398 | 0 | 0.12967 | 0.12161 | 0.12161 | 398 | 8
399 | 6.65 | 0 | 0.38792 | 0.00016869 | 0 | 0.38792 | 0.00066385 | 0 | 0.00083253 | 1.3876e-05 | 0.56134 | 0.42956 | 0.42956 | 2 | 399 | 0 | 0.12967 | 0.12161 | 0.12161 | 399 | 8
400 | 6.6667 | 0 | 0.38792 | 0.00016488 | 0 | 0.38792 | 0.00064886 | 0 | 0.00081374 | 1.3562e-05 | 0.56135 | 0.42956 | 0.42956 | 2 | 400 | 0 | 0.12967 | 0.12161 | 0.12161 | 400 | 8
401 | 6.6833 | 0 | 0.38792 | 0.00016116 | 0 | 0.38792 | 0.00063421 | 0 | 0.00079537 | 1.3256e-05 | 0.56136 | 0.42957 | 0.42957 | 2 | 401 | 0 | 0.12967 | 0.12161 | 0.12161 | 401 | 8
402 | 6.7 | 0 | 0.38792 | 0.00015752 | 0 | 0.38792 | 0.0006199 | 0 | 0.00077742 | 1.2957e-05 | 0.56137 | 0.42957 | 0.42957 | 2 | 402 | 0 | 0.12967 | 0.12161 | 0.12161 | 402 | 8
403 | 6.7167 | 0 | 0.38792 | 0.00015396 | 0 | 0.38792 | 0.0006059 | 0 | 0.00075987 | 1.2664e-05 | 0.56137 | 0.42957 | 0.42957 | 2 | 403 | 0 | 0.12967 | 0.12161 | 0.12161 | 403 | 8
404 | 6.7333 | 0 | 0.38792 | 0.00015049 | 0 | 0.38792 | 0.00059222 | 0 | 0.00074271 | 1.2379e-05 | 0.56138 | 0.42958 | 0.42958 | 2 | 404 | 0 | 0.12967 | 0.12161 | 0.12161 | 404 | 8
405 | 6.75 | 0 | 0.38792 | 0.00014709 | 0 | 0.38792 | 0.00057885 | 0 | 0.00072595 | 1.2099e-05 | 0.56139 | 0.42958 | 0.42958 | 2 | 405 | 0 | 0.12967 | 0.12161 | 0.12161 | 405 | 8
406 | 6.7667 | 0 | 0.38792 | 0.00014377 | 0 | 0.38792 | 0.00056579 | 0 | 0.00070956 | 1.1826e-05 | 0.56139 | 0.42959 | 0.42959 | 2 | 406 | 0 | 0.12967 | 0.12161 | 0.12161 | 406 | 8
407 | 6.7833 | 0 | 0.38792 | 0.00014052 | 0 | 0.38792 | 0.00055301 | 0 | 0.00069354 | 1.1559e-05 | 0.5614 | 0.42959 | 0.42959 | 2 | 407 | 0 | 0.12967 | 0.12161 | 0.12161 | 407 | 8
408 | 6.8 | 0 | 0.38792 | 0.00013735 | 0 | 0.38792 | 0.00054053 | 0 | 0.00067788 | 1.1298e-05 | 0.5614 | 0.42959 | 0.42959 | 2 | 408 | 0 | 0.12967 | 0.12161 | 0.12161 | 408 | 8
409 | 6.8167 | 0 | 0.38792 | 0.00013425 | 0 | 0.38792 | 0.00052833 | 0 | 0.00066258 | 1.1043e-05 | 0.56141 | 0.4296 | 0.4296 | 2 | 409 | 0 | 0.12967 | 0.12161 | 0.12161 | 409 | 8
410 | 6.8333 | 0 | 0.38792 | 0.00013122 | 0 | 0.38792 | 0.0005164 | 0 | 0.00064762 | 1.0794e-05 | 0.56142 | 0.4296 | 0.4296 | 2 | 410 | 0 | 0.12967 | 0.12161 | 0.12161 | 410 | 8
411 | 6.85 | 0 | 0.38792 | 0.00012826 | 0 | 0.38792 | 0.00050474 | 0 | 0.000633 | 1.055e-05 | 0.56142 | 0.4296 | 0.4296 | 2 | 411 | 0 | 0.12967 | 0.12161 | 0.12161 | 411 | 8
412 | 6.8667 | 0 | 0.38792 | 0.00012536 | 0 | 0.38792 | 0.00049335 | 0 | 0.00061871 | 1.0312e-05 | 0.56143 | 0.42961 | 0.42961 | 2 | 412 | 0 | 0.12967 | 0.12161 | 0.12161 | 412 | 8
413 | 6.8833 | 0 | 0.38792 | 0.00012253 | 0 | 0.38792 | 0.00048221 | 0 | 0.00060475 | 1.0079e-05 | 0.56143 | 0.42961 | 0.42961 | 2 | 413 | 0 | 0.12967 | 0.12161 | 0.12161 | 413 | 8
414 | 6.9 | 0 | 0.38792 | 0.00011977 | 0 | 0.38792 | 0.00047133 | 0 | 0.00059109 | 9.8516e-06 | 0.56144 | 0.42961 | 0.42961 | 2 | 414 | 0 | 0.12967 | 0.12161 | 0.12161 | 414 | 8
415 | 6.9167 | 0 | 0.38792 | 0.00011706 | 0 | 0.38792 | 0.00046069 | 0 | 0.00057775 | 9.6292e-06 | 0.56144 | 0.42961 | 0.42961 | 2 | 415 | 0 | 0.12967 | 0.12161 | 0.12161 | 415 | 8
416 | 6.9333 | 0 | 0.38792 | 0.00011442 | 0 | 0.38792 | 0.00045029 | 0 | 0.00056471 | 9.4118e-06 | 0.56145 | 0.42962 | 0.42962 | 2 | 416 | 0 | 0.12967 | 0.12161 | 0.12161 | 416 | 8
417 | 6.95 | 0 | 0.38792 | 0.00011184 | 0 | 0.38792 | 0.00044012 | 0 | 0.00055196 | 9.1993e-06 | 0.56145 | 0.42962 | 0.42962 | 2 | 417 | 0 | 0.12967 | 0.12161 | 0.12161 | 417 | 8
418 | 6.9667 | 0 | 0.38792 | 0.00010931 | 0 | 0.38792 | 0.00043019 | 0 | 0.0005395 | 8.9917e-06 | 0.56146 | 0.42962 | 0.42962 | 2 | 418 | 0 | 0.12967 | 0.12161 | 0.12161 | 418 | 8
419 | 6.9833 | 0 | 0.38792 | 0.00010685 | 0 | 0.38792 | 0.00042047 | 0 | 0.00052732 | 8.7887e-06 | 0.56146 | 0.42963 | 0.42963 | 2 | 419 | 0 | 0.12967 | 0.12161 | 0.12161 | 419 | 8
420 | 7 | 0 | 0.38792 | 0.00010443 | 0 | 0.38792 | 0.00041098 | 0 | 0.00051542 | 8.5903e-06 | 0.56147 | 0.42963 | 0.42963 | 2 | 420 | 0 | 0.12967 | 0.12161 | 0.12161 | 420 | 8
421 | 7.0167 | 0 | 0.38792 | 0.00010208 | 0 | 0.38792 | 0.00040171 | 0 | 0.00050378 | 8.3964e-06 | 0.56147 | 0.42963 | 0.42963 | 2 | 421 | 0 | 0.12967 | 0.12161 | 0.12161 | 421 | 8
422 | 7.0333 | 0 | 0.38792 | 9.9772e-05 | 0 | 0.38792 | 0.00039264 | 0 | 0.00049241 | 8.2068e-06 | 0.56148 | 0.42963 | 0.42963 | 2 | 422 | 0 | 0.12967 | 0.12161 | 0.12161 | 422 | 8
423 | 7.05 | 0 | 0.38792 | 9.7519e-05 | 0 | 0.38792 | 0.00038377 | 0 | 0.00048129 | 8.0215e-06 | 0.56148 | 0.42964 | 0.42964 | 2 | 423 | 0 | 0.12967 | 0.12161 | 0.12161 | 423 | 8
424 | 7.0667 | 0 | 0.38792 | 9.5318e-05 | 0 | 0.38792 | 0.00037511 | 0 | 0.00047043 | 7.8405e-06 | 0.56148 | 0.42964 | 0.42964 | 2 | 424 | 0 | 0.12967 | 0.12161 | 0.12161 | 424 | 8
425 | 7.0833 | 0 | 0.38792 | 9.3166e-05 | 0 | 0.38792 | 0.00036664 | 0 | 0.00045981 | 7.6635e-06 | 0.56149 | 0.42964 | 0.42964 | 2 | 425 | 0 | 0.12967 | 0.12161 | 0.12161 | 425 | 8
426 | 7.1 | 0 | 0.38792 | 9.1063e-05 | 0 | 0.38792 | 0.00035836 | 0 | 0.00044943 | 7.4905e-06 | 0.56149 | 0.42964 | 0.42964 | 2 | 426 | 0 | 0.12967 | 0.12161 | 0.12161 | 426 | 8
427 | 7.1167 | 0 | 0.38792 | 8.9007e-05 | 0 | 0.38792 | 0.00035027 | 0 | 0.00043928 | 7.3214e-06 | 0.5615 | 0.42965 | 0.42965 | 2 | 427 | 0 | 0.12967 | 0.12161 | 0.12161 | 427 | 8
428 | 7.1333 | 0 | 0.38792 | 8.6998e-05 | 0 | 0.38792 | 0.00034237 | 0 | 0.00042937 | 7.1561e-06 | 0.5615 | 0.42965 | 0.42965 | 2 | 428 | 0 | 0.12967 | 0.12161 | 0.12161 | 428 | 8
429 | 7.15 | 0 | 0.38792 | 8.5034e-05 | 0 | 0.38792 | 0.00033464 | 0 | 0.00041967 | 6.9945e-06 | 0.5615 | 0.42965 | 0.42965 | 2 | 429 | 0 | 0.12967 | 0.12161 | 0.12161 | 429 | 8
430 | 7.1667 | 0 | 0.38792 | 8.3114e-05 | 0 | 0.38792 | 0.00032708 | 0 | 0.0004102 | 6.8366e-06 | 0.56151 | 0.42965 | 0.42965 | 2 | 430 | 0 | 0.12967 | 0.12161 | 0.12161 | 430 | 8
431 | 7.1833 | 0 | 0.38792 | 8.1238e-05 | 0 | 0.38792 | 0.0003197 | 0 | 0.00040094 | 6.6823e-06 | 0.56151 | 0.42965 | 0.42965 | 2 | 431 | 0 | 0.12967 | 0.12161 | 0.12161 | 431 | 8
432 | 7.2 | 0 | 0.38792 | 7.9404e-05 | 0 | 0.38792 | 0.00031248 | 0 | 0.00039189 | 6.5315e-06 | 0.56152 | 0.42966 | 0.42966 | 2 | 432 | 0 | 0.12967 | 0.12161 | 0.12161 | 432 | 8
433 | 7.2167 | 0 | 0.38792 | 7.7612e-05 | 0 | 0.38792 | 0.00030543 | 0 | 0.00038304 | 6.384e-06 | 0.56152 | 0.42966 | 0.42966 | 2 | 433 | 0 | 0.12967 | 0.12161 | 0.12161 | 433 | 8
434 | 7.2333 | 0 | 0.38792 | 7.586e-05 | 0 | 0.38792 | 0.00029853 | 0 | 0.00037439 | 6.2399e-06 | 0.56152 | 0.42966 | 0.42966 | 2 | 434 | 0 | 0.12967 | 0.12161 | 0.12161 | 434 | 8
435 | 7.25 | 0 | 0.38792 | 7.4147e-05 | 0 | 0.38792 | 0.00029179 | 0 | 0.00036594 | 6.099e-06 | 0.56153 | 0.42966 | 0.42966 | 2 | 435 | 0 | 0.12967 | 0.12161 | 0.12161 | 435 | 8
436 | 7.2667 | 0 | 0.38792 | 7.2473e-05 | 0 | 0.38792 | 0.00028521 | 0 | 0.00035768 | 5.9614e-06 | 0.56153 | 0.42966 | 0.42966 | 2 | 436 | 0 | 0.12967 | 0.12161 | 0.12161 | 436 | 8
437 | 7.2833 | 0 | 0.38792 | 7.0837e-05 | 0 | 0.38792 | 0.00027877 | 0 | 0.00034961 | 5.8268e-06 | 0.56153 | 0.42967 | 0.42967 | 2 | 437 | 0 | 0.12967 | 0.12161 | 0.12161 | 437 | 8
438 | 7.3 | 0 | 0.38792 | 6.9238e-05 | 0 | 0.38792 | 0.00027248 | 0 | 0.00034171 | 5.6952e-06 | 0.56154 | 0.42967 | 0.42967 | 2 | 438 | 0 | 0.12967 | 0.12161 | 0.12161 | 438 | 8
439 | 7.3167 | 0 | 0.38792 | 6.7675e-05 | 0 | 0.38792 | 0.00026633 | 0 | 0.000334 | 5.5667e-06 | 0.56154 | 0.42967 | 0.42967 | 2 | 439 | 0 | 0.12967 | 0.12161 | 0.12161 | 439 | 8
440 | 7.3333 | 0 | 0.38792 | 6.6147e-05 | 0 | 0.38792 | 0.00026031 | 0 | 0.00032646 | 5.441e-06 | 0.56154 | 0.42967 | 0.42967 | 2 | 440 | 0 | 0.12967 | 0.12161 | 0.12161 | 440 | 8
441 | 7.35 | 0 | 0.38792 | 6.4654e-05 | 0 | 0.38792 | 0.00025444 | 0 | 0.00031909 | 5.3182e-06 | 0.56154 | 0.42967 | 0.42967 | 2 | 441 | 0 | 0.12967 | 0.12161 | 0.12161 | 441 | 8
442 | 7.3667 | 0 | 0.38792 | 6.3195e-05 | 0 | 0.38792 | 0.00024869 | 0 | 0.00031189 | 5.1981e-06 | 0.56155 | 0.42967 | 0.42967 | 2 | 442 | 0 | 0.12967 | 0.12161 | 0.12161 | 442 | 8
443 | 7.3833 | 0 | 0.38792 | 6.1768e-05 | 0 | 0.38792 | 0.00024308 | 0 | 0.00030485 | 5.0808e-06 | 0.56155 | 0.42968 | 0.42968 | 2 | 443 | 0 | 0.12967 | 0.12161 | 0.12161 | 443 | 8
444 | 7.4 | 0 | 0.38792 | 6.0374e-05 | 0 | 0.38792 | 0.00023759 | 0 | 0.00029796 | 4.9661e-06 | 0.56155 | 0.42968 | 0.42968 | 2 | 444 | 0 | 0.12967 | 0.12161 | 0.12161 | 444 | 8
445 | 7.4167 | 0 | 0.38792 | 5.9011e-05 | 0 | 0.38792 | 0.00023223 | 0 | 0.00029124 | 4.854e-06 | 0.56155 | 0.42968 | 0.42968 | 2 | 445 | 0 | 0.12967 | 0.12161 | 0.12161 | 445 | 8
446 | 7.4333 | 0 | 0.38792 | 5.7679e-05 | 0 | 0.38792 | 0.00022699 | 0 | 0.00028466 | 4.7444e-06 | 0.56156 | 0.42968 | 0.42968 | 2 | 446 | 0 | 0.12967 | 0.12161 | 0.12161 | 446 | 8
447 | 7.45 | 0 | 0.38792 | 5.6376e-05 | 0 | 0.38792 | 0.00022186 | 0 | 0.00027824 | 4.6373e-06 | 0.56156 | 0.42968 | 0.42968 | 2 | 447 | 0 | 0.12967 | 0.12161 | 0.12161 | 447 | 8
448 | 7.4667 | 0 | 0.38792 | 5.5104e-05 | 0 | 0.38792 | 0.00021685 | 0 | 0.00027196 | 4.5326e-06 | 0.56156 | 0.42968 | 0.42968 | 2 | 448 | 0 | 0.12967 | 0.12161 | 0.12161 | 448 | 8
449 | 7.4833 | 0 | 0.38792 | 5.386e-05 | 0 | 0.38792 | 0.00021196 | 0 | 0.00026582 | 4.4303e-06 | 0.56156 | 0.42968 | 0.42968 | 2 | 449 | 0 | 0.12967 | 0.12161 | 0.12161 | 449 | 8
450 | 7.5 | 0 | 0.38792 | 5.2644e-05 | 0 | 0.38792 | 0.00020717 | 0 | 0.00025982 | 4.3303e-06 | 0.56157 | 0.42969 | 0.42969 | 2 | 450 | 0 | 0.12967 | 0.12161 | 0.12161 | 450 | 8
451 | 7.5167 | 0 | 0.38792 | 5.1456e-05 | 0 | 0.38792 | 0.0002025 | 0 | 0.00025395 | 4.2325e-06 | 0.56157 | 0.42969 | 0.42969 | 2 | 451 | 0 | 0.12967 | 0.12161 | 0.12161 | 451 | 8
452 | 7.5333 | 0 | 0.38792 | 5.0294e-05 | 0 | 0.38792 | 0.00019792 | 0 | 0.00024822 | 4.137e-06 | 0.56157 | 0.42969 | 0.42969 | 2 | 452 | 0 | 0.12967 | 0.12161 | 0.12161 | 452 | 8
453 | 7.55 | 0 | 0.38792 | 4.9159e-05 | 0 | 0.38792 | 0.00019346 | 0 | 0.00024261 | 4.0436e-06 | 0.56157 | 0.42969 | 0.42969 | 2 | 453 | 0 | 0.12967 | 0.12161 | 0.12161 | 453 | 8
454 | 7.5667 | 0 | 0.38792 | 4.8049e-05 | 0 | 0.38792 | 0.00018909 | 0 | 0.00023714 | 3.9523e-06 | 0.56158 | 0.42969 | 0.42969 | 2 | 454 | 0 | 0.12967 | 0.12161 | 0.12161 | 454 | 8
455 | 7.5833 | 0 | 0.38792 | 4.6964e-05 | 0 | 0.38792 | 0.00018482 | 0 | 0.00023178 | 3.8631e-06 | 0.56158 | 0.42969 | 0.42969 | 2 | 455 | 0 | 0.12967 | 0.12161 | 0.12161 | 455 | 8
456 | 7.6 | 0 | 0.38792 | 4.5904e-05 | 0 | 0.38792 | 0.00018065 | 0 | 0.00022655 | 3.7759e-06 | 0.56158 | 0.42969 | 0.42969 | 2 | 456 | 0 | 0.12967 | 0.12161 | 0.12161 | 456 | 8
457 | 7.6167 | 0 | 0.38792 | 4.4868e-05 | 0 | 0.38792 | 0.00017657 | 0 | 0.00022144 | 3.6906e-06 | 0.56158 | 0.42969 | 0.42969 | 2 | 457 | 0 | 0.12967 | 0.12161 | 0.12161 | 457 | 8
458 | 7.6333 | 0 | 0.38792 | 4.3855e-05 | 0 | 0.38792 | 0.00017258 | 0 | 0.00021644 | 3.6073e-06 | 0.56158 | 0.42969 | 0.42969 | 2 | 458 | 0 | 0.12967 | 0.12161 | 0.12161 | 458 | 8
459 | 7.65 | 0 | 0.38792 | 4.2865e-05 | 0 | 0.38792 | 0.00016869 | 0 | 0.00021155 | 3.5259e-06 | 0.56159 | 0.4297 | 0.4297 | 2 | 459 | 0 | 0.12967 | 0.12161 | 0.12161 | 459 | 8
460 | 7.6667 | 0 | 0.38792 | 4.1897e-05 | 0 | 0.38792 | 0.00016488 | 0 | 0.00020678 | 3.4463e-06 | 0.56159 | 0.4297 | 0.4297 | 2 | 460 | 0 | 0.12967 | 0.12161 | 0.12161 | 460 | 8
461 | 7.6833 | 0 | 0.38792 | 4.0951e-05 | 0 | 0.38792 | 0.00016116 | 0 | 0.00020211 | 3.3685e-06 | 0.56159 | 0.4297 | 0.4297 | 2 | 461 | 0 | 0.12967 | 0.12161 | 0.12161 | 461 | 8
462 | 7.7 | 0 | 0.38792 | 4.0027e-05 | 0 | 0.38792 | 0.00015752 | 0 | 0.00019755 | 3.2924e-06 | 0.56159 | 0.4297 | 0.4297 | 2 | 462 | 0 | 0.12967 | 0.12161 | 0.12161 | 462 | 8
463 | 7.7167 | 0 | 0.38792 | 3.9123e-05 | 0 | 0.38792 | 0.00015396 | 0 | 0.00019309 | 3.2181e-06 | 0.56159 | 0.4297 | 0.4297 | 2 | 463 | 0 | 0.12967 | 0.12161 | 0.12161 | 463 | 8
464 | 7.7333 | 0 | 0.38792 | 3.824e-05 | 0 | 0.38792 | 0.00015049 | 0 | 0.00018873 | 3.1455e-06 | 0.56159 | 0.4297 | 0.4297 | 2 | 464 | 0 | 0.12967 | 0.12161 | 0.12161 | 464 | 8
465 | 7.75 | 0 | 0.38792 | 3.7377e-05 | 0 | 0.38792 | 0.00014709 | 0 | 0.00018447 | 3.0745e-06 | 0.5616 | 0.4297 | 0.4297 | 2 | 465 | 0 | 0.12967 | 0.12161 | 0.12161 | 465 | 8
466 | 7.7667 | 0 | 0.38792 | 3.6533e-05 | 0 | 0.38792 | 0.00014377 | 0 | 0.0001803 | 3.0051e-06 | 0.5616 | 0.4297 | 0.4297 | 2 | 466 | 0 | 0.12967 | 0.12161 | 0.12161 | 466 | 8
467 | 7.7833 | 0 | 0.38792 | 3.5708e-05 | 0 | 0.38792 | 0.00014052 | 0 | 0.00017623 | 2.9372e-06 | 0.5616 | 0.4297 | 0.4297 | 2 | 467 | 0 | 0.12967 | 0.12161 | 0.12161 | 467 | 8
468 | 7.8 | 0 | 0.38792 | 3.4902e-05 | 0 | 0.38792 | 0.00013735 | 0 | 0.00017225 | 2.8709e-06 | 0.5616 | 0.4297 | 0.4297 | 2 | 468 | 0 | 0.12967 | 0.12161 | 0.12161 | 468 | 8
469 | 7.8167 | 0 | 0.38792 | 3.4114e-05 | 0 | 0.38792 | 0.00013425 | 0 | 0.00016837 | 2.8061e-06 | 0.5616 | 0.42971 | 0.42971 | 2 | 469 | 0 | 0.12967 | 0.12161 | 0.12161 | 469 | 8
470 | 7.8333 | 0 | 0.38792 | 3.3344e-05 | 0 | 0.38792 | 0.00013122 | 0 | 0.00016457 | 2.7428e-06 | 0.5616 | 0.42971 | 0.42971 | 2 | 470 | 0 | 0.12967 | 0.12161 | 0.12161 | 470 | 8
471 | 7.85 | 0 | 0.38792 | 3.2591e-05 | 0 | 0.38792 | 0.00012826 | 0 | 0.00016085 | 2.6808e-06 | 0.56161 | 0.42971 | 0.42971 | 2 | 471 | 0 | 0.12967 | 0.12161 | 0.12161 | 471 | 8
472 | 7.8667 | 0 | 0.38792 | 3.1856e-05 | 0 | 0.38792 | 0.00012536 | 0 | 0.00015722 | 2.6203e-06 | 0.56161 | 0.42971 | 0.42971 | 2 | 472 | 0 | 0.12967 | 0.12161 | 0.12161 | 472 | 8
473 | 7.8833 | 0 | 0.38792 | 3.1137e-05 | 0 | 0.38792 | 0.00012253 | 0 | 0.00015367 | 2.5612e-06 | 0.56161 | 0.42971 | 0.42971 | 2 | 473 | 0 | 0.12967 | 0.12161 | 0.12161 | 473 | 8
474 | 7.9 | 0 | 0.38792 | 3.0434e-05 | 0 | 0.38792 | 0.00011977 | 0 | 0.0001502 | 2.5034e-06 | 0.56161 | 0.42971 | 0.42971 | 2 | 474 | 0 | 0.12967 | 0.12161 | 0.12161 | 474 | 8
475 | 7.9167 | 0 | 0.38792 | 2.9747e-05 | 0 | 0.38792 | 0.00011706 | 0 | 0.00014681 | 2.4468e-06 | 0.56161 | 0.42971 | 0.42971 | 2 | 475 | 0 | 0.12967 | 0.12161 | 0.12161 | 475 | 8
476 | 7.9333 | 0 | 0.38792 | 2.9075e-05 | 0 | 0.38792 | 0.00011442 | 0 | 0.0001435 | 2.3916e-06 | 0.56161 | 0.42971 | 0.42971 | 2 | 476 | 0 | 0.12967 | 0.12161 | 0.12161 | 476 | 8
477 | 7.95 | 0 | 0.38792 | 2.8419e-05 | 0 | 0.38792 | 0.00011184 | 0 | 0.00014026 | 2.3376e-06 | 0.56161 | 0.42971 | 0.42971 | 2 | 477 | 0 | 0.12967 | 0.12161 | 0.12161 | 477 | 8
478 | 7.9667 | 0 | 0.38792 | 2.7777e-05 | 0 | 0.38792 | 0.00010931 | 0 | 0.00013709 | 2.2848e-06 | 0.56161 | 0.42971 | 0.42971 | 2 | 478 | 0 | 0.12967 | 0.12161 | 0.12161 | 478 | 8
479 | 7.9833 | 0 | 0.38792 | 2.715e-05 | 0 | 0.38792 | 0.00010685 | 0 | 0.000134 | 2.2333e-06 | 0.56162 | 0.42971 | 0.42971 | 2 | 479 | 0 | 0.12967 | 0.12161 | 0.12161 | 479 | 8
480 | 8 | 0 | 0.38792 | 2.6537e-05 | 0 | 0.38792 | 0.00010443 | 0 | 0.00013097 | 2.1828e-06 | 0.56162 | 0.42971 | 0.42971 | 2 | 480 | 0 | 0.12967 | 0.12161 | 0.12161 | 480 | 8

## Influenza (hidden)
| Enter (hr) | Exit (hr) | Erq (quanta/hr)
Susc. Occ. A | 0 | 1 | --
Inf. Occ. t(0) | 0 | 1 | 100
Inf. Occ. #2 | 1 | 2 | 100
[12 empty] | risk Erq | [5 empty] | risk Erq
| I = | 1 |  |  | Yes | [6 empty] | probability | 1 |  |  |  |  | probability | 1
|  | Inf. Occ. t(0) | Inf. Occ. t(0) | Inf. Occ. t(0) | Inf. Occ. #2 | Inf. Occ #2 | Inf. Occ #2 | no | Total | Continuous Occupancy | [5 empty] | Susceptible Occupant A
time (min) | time (hr) | quanta/hr | quanta/m3 occ | quanta/m3 | quanta/hr | quanta/m3 occ | quanta/m3 | quanta/m3 | quanta/m3 | n(t)dt | Dq | PI | R | Occupancy | time (min) | n(t)dt | Dq | PI | R | time (min) | Occupancy
0.1 | 0.0016667 | 100 | 0.0002081 | 0.0002081 | 0 | 0 | 0 | 0 | 0.0002081 | [10 empty] | 0.1
1 | 0.016667 | 100 | 0.0020597 | 0.0020597 | 0 | 0 | 0 | 0 | 0.0020597 | 3.0896e-05 | 1.6684e-05 | 1.6684e-05 | 1.6684e-05 | 59938 | 1 | 3.0896e-05 | 1.6684e-05 | 1.6684e-05 | 1.6684e-05 | 1 | 59938
2 | 0.033333 | 100 | 0.004073 | 0.004073 | 0 | 0 | 0 | 0 | 0.004073 | 6.7883e-05 | 5.334e-05 | 5.3339e-05 | 5.3339e-05 | 18748 | 2 | 6.7883e-05 | 5.334e-05 | 5.3339e-05 | 5.3339e-05 | 2 | 18748
3 | 0.05 | 100 | 0.0060407 | 0.0060407 | 0 | 0 | 0 | 0 | 0.0060407 | 0.00010068 | 0.00010771 | 0.0001077 | 0.0001077 | 9284 | 3 | 0.00010068 | 0.00010771 | 0.0001077 | 0.0001077 | 3 | 9284
4 | 0.066667 | 100 | 0.0079641 | 0.0079641 | 0 | 0 | 0 | 0 | 0.0079641 | 0.00013274 | 0.00017938 | 0.00017937 | 0.00017937 | 5575 | 4 | 0.00013274 | 0.00017938 | 0.00017937 | 0.00017937 | 4 | 5575
5 | 0.083333 | 100 | 0.009844 | 0.009844 | 0 | 0 | 0 | 0 | 0.009844 | 0.00016407 | 0.00026798 | 0.00026794 | 0.00026794 | 3732 | 5 | 0.00016407 | 0.00026798 | 0.00026794 | 0.00026794 | 5 | 3732
6 | 0.1 | 100 | 0.011682 | 0.011682 | 0 | 0 | 0 | 0 | 0.011682 | 0.00019469 | 0.00037311 | 0.00037304 | 0.00037304 | 2680 | 6 | 0.00019469 | 0.00037311 | 0.00037304 | 0.00037304 | 6 | 2680
7 | 0.11667 | 100 | 0.013478 | 0.013478 | 0 | 0 | 0 | 0 | 0.013478 | 0.00022463 | 0.00049441 | 0.00049429 | 0.00049429 | 2023 | 7 | 0.00022463 | 0.00049441 | 0.00049429 | 0.00049429 | 7 | 2023
8 | 0.13333 | 100 | 0.015233 | 0.015233 | 0 | 0 | 0 | 0 | 0.015233 | 0.00025388 | 0.00063151 | 0.00063131 | 0.00063131 | 1584 | 8 | 0.00025388 | 0.00063151 | 0.00063131 | 0.00063131 | 8 | 1584
9 | 0.15 | 100 | 0.016949 | 0.016949 | 0 | 0 | 0 | 0 | 0.016949 | 0.00028248 | 0.00078405 | 0.00078374 | 0.00078374 | 1275 | 9 | 0.00028248 | 0.00078405 | 0.00078374 | 0.00078374 | 9 | 1275
10 | 0.16667 | 100 | 0.018626 | 0.018626 | 0 | 0 | 0 | 0 | 0.018626 | 0.00031043 | 0.00095168 | 0.00095123 | 0.00095123 | 1051 | 10 | 0.00031043 | 0.00095168 | 0.00095123 | 0.00095123 | 10 | 1051
11 | 0.18333 | 100 | 0.020265 | 0.020265 | 0 | 0 | 0 | 0 | 0.020265 | 0.00033775 | 0.0011341 | 0.0011334 | 0.0011334 | 882 | 11 | 0.00033775 | 0.0011341 | 0.0011334 | 0.0011334 | 11 | 882
12 | 0.2 | 100 | 0.021868 | 0.021868 | 0 | 0 | 0 | 0 | 0.021868 | 0.00036446 | 0.0013309 | 0.00133 | 0.00133 | 751 | 12 | 0.00036446 | 0.0013309 | 0.00133 | 0.00133 | 12 | 751
13 | 0.21667 | 100 | 0.023434 | 0.023434 | 0 | 0 | 0 | 0 | 0.023434 | 0.00039056 | 0.0015418 | 0.0015406 | 0.0015406 | 649 | 13 | 0.00039056 | 0.0015418 | 0.0015406 | 0.0015406 | 13 | 649
14 | 0.23333 | 100 | 0.024964 | 0.024964 | 0 | 0 | 0 | 0 | 0.024964 | 0.00041607 | 0.0017665 | 0.0017649 | 0.0017649 | 566 | 14 | 0.00041607 | 0.0017665 | 0.0017649 | 0.0017649 | 14 | 566
15 | 0.25 | 100 | 0.02646 | 0.02646 | 0 | 0 | 0 | 0 | 0.02646 | 0.00044101 | 0.0020046 | 0.0020026 | 0.0020026 | 499 | 15 | 0.00044101 | 0.0020046 | 0.0020026 | 0.0020026 | 15 | 499
16 | 0.26667 | 100 | 0.027923 | 0.027923 | 0 | 0 | 0 | 0 | 0.027923 | 0.00046538 | 0.0022559 | 0.0022534 | 0.0022534 | 443 | 16 | 0.00046538 | 0.0022559 | 0.0022534 | 0.0022534 | 16 | 443
17 | 0.28333 | 100 | 0.029352 | 0.029352 | 0 | 0 | 0 | 0 | 0.029352 | 0.0004892 | 0.0025201 | 0.0025169 | 0.0025169 | 397 | 17 | 0.0004892 | 0.0025201 | 0.0025169 | 0.0025169 | 17 | 397
18 | 0.3 | 100 | 0.030749 | 0.030749 | 0 | 0 | 0 | 0 | 0.030749 | 0.00051249 | 0.0027968 | 0.0027929 | 0.0027929 | 358 | 18 | 0.00051249 | 0.0027968 | 0.0027929 | 0.0027929 | 18 | 358
19 | 0.31667 | 100 | 0.032115 | 0.032115 | 0 | 0 | 0 | 0 | 0.032115 | 0.00053525 | 0.0030859 | 0.0030811 | 0.0030811 | 324 | 19 | 0.00053525 | 0.0030859 | 0.0030811 | 0.0030811 | 19 | 324
20 | 0.33333 | 100 | 0.03345 | 0.03345 | 0 | 0 | 0 | 0 | 0.03345 | 0.00055749 | 0.0033869 | 0.0033812 | 0.0033812 | 295 | 20 | 0.00055749 | 0.0033869 | 0.0033812 | 0.0033812 | 20 | 295
21 | 0.35 | 100 | 0.034754 | 0.034754 | 0 | 0 | 0 | 0 | 0.034754 | 0.00057924 | 0.0036997 | 0.0036929 | 0.0036929 | 270 | 21 | 0.00057924 | 0.0036997 | 0.0036929 | 0.0036929 | 21 | 270
22 | 0.36667 | 100 | 0.036029 | 0.036029 | 0 | 0 | 0 | 0 | 0.036029 | 0.00060049 | 0.004024 | 0.0040159 | 0.0040159 | 249 | 22 | 0.00060049 | 0.004024 | 0.0040159 | 0.0040159 | 22 | 249
23 | 0.38333 | 100 | 0.037276 | 0.037276 | 0 | 0 | 0 | 0 | 0.037276 | 0.00062126 | 0.0043594 | 0.00435 | 0.00435 | 229 | 23 | 0.00062126 | 0.0043594 | 0.00435 | 0.00435 | 23 | 229
24 | 0.4 | 100 | 0.038494 | 0.038494 | 0 | 0 | 0 | 0 | 0.038494 | 0.00064157 | 0.0047059 | 0.0046948 | 0.0046948 | 213 | 24 | 0.00064157 | 0.0047059 | 0.0046948 | 0.0046948 | 24 | 213
25 | 0.41667 | 100 | 0.039685 | 0.039685 | 0 | 0 | 0 | 0 | 0.039685 | 0.00066141 | 0.0050631 | 0.0050503 | 0.0050503 | 198 | 25 | 0.00066141 | 0.0050631 | 0.0050503 | 0.0050503 | 25 | 198
26 | 0.43333 | 100 | 0.040849 | 0.040849 | 0 | 0 | 0 | 0 | 0.040849 | 0.00068081 | 0.0054307 | 0.005416 | 0.005416 | 184 | 26 | 0.00068081 | 0.0054307 | 0.005416 | 0.005416 | 26 | 184
27 | 0.45 | 100 | 0.041986 | 0.041986 | 0 | 0 | 0 | 0 | 0.041986 | 0.00069977 | 0.0058086 | 0.0057917 | 0.0057917 | 172 | 27 | 0.00069977 | 0.0058086 | 0.0057917 | 0.0057917 | 27 | 172
28 | 0.46667 | 100 | 0.043098 | 0.043098 | 0 | 0 | 0 | 0 | 0.043098 | 0.0007183 | 0.0061965 | 0.0061773 | 0.0061773 | 161 | 28 | 0.0007183 | 0.0061965 | 0.0061773 | 0.0061773 | 28 | 161
29 | 0.48333 | 100 | 0.044185 | 0.044185 | 0 | 0 | 0 | 0 | 0.044185 | 0.00073642 | 0.0065941 | 0.0065724 | 0.0065724 | 152 | 29 | 0.00073642 | 0.0065941 | 0.0065724 | 0.0065724 | 29 | 152
30 | 0.5 | 100 | 0.045247 | 0.045247 | 0 | 0 | 0 | 0 | 0.045247 | 0.00075412 | 0.0070013 | 0.0069769 | 0.0069769 | 143 | 30 | 0.00075412 | 0.0070013 | 0.0069769 | 0.0069769 | 30 | 143
31 | 0.51667 | 100 | 0.046286 | 0.046286 | 0 | 0 | 0 | 0 | 0.046286 | 0.00077143 | 0.0074179 | 0.0073905 | 0.0073905 | 135 | 31 | 0.00077143 | 0.0074179 | 0.0073905 | 0.0073905 | 31 | 135
32 | 0.53333 | 100 | 0.0473 | 0.0473 | 0 | 0 | 0 | 0 | 0.0473 | 0.00078834 | 0.0078436 | 0.0078129 | 0.0078129 | 127 | 32 | 0.00078834 | 0.0078436 | 0.0078129 | 0.0078129 | 32 | 127
33 | 0.55 | 100 | 0.048292 | 0.048292 | 0 | 0 | 0 | 0 | 0.048292 | 0.00080487 | 0.0082782 | 0.0082441 | 0.0082441 | 121 | 33 | 0.00080487 | 0.0082782 | 0.0082441 | 0.0082441 | 33 | 121
34 | 0.56667 | 100 | 0.049262 | 0.049262 | 0 | 0 | 0 | 0 | 0.049262 | 0.00082103 | 0.0087216 | 0.0086837 | 0.0086837 | 115 | 34 | 0.00082103 | 0.0087216 | 0.0086837 | 0.0086837 | 34 | 115
35 | 0.58333 | 100 | 0.05021 | 0.05021 | 0 | 0 | 0 | 0 | 0.05021 | 0.00083683 | 0.0091735 | 0.0091315 | 0.0091315 | 109 | 35 | 0.00083683 | 0.0091735 | 0.0091315 | 0.0091315 | 35 | 109
36 | 0.6 | 100 | 0.051136 | 0.051136 | 0 | 0 | 0 | 0 | 0.051136 | 0.00085226 | 0.0096337 | 0.0095875 | 0.0095875 | 104 | 36 | 0.00085226 | 0.0096337 | 0.0095875 | 0.0095875 | 36 | 104
37 | 0.61667 | 100 | 0.052041 | 0.052041 | 0 | 0 | 0 | 0 | 0.052041 | 0.00086735 | 0.010102 | 0.010051 | 0.010051 | 99 | 37 | 0.00086735 | 0.010102 | 0.010051 | 0.010051 | 37 | 99
38 | 0.63333 | 100 | 0.052926 | 0.052926 | 0 | 0 | 0 | 0 | 0.052926 | 0.0008821 | 0.010578 | 0.010523 | 0.010523 | 95 | 38 | 0.0008821 | 0.010578 | 0.010523 | 0.010523 | 38 | 95
39 | 0.65 | 100 | 0.053791 | 0.053791 | 0 | 0 | 0 | 0 | 0.053791 | 0.00089652 | 0.011063 | 0.011002 | 0.011002 | 90 | 39 | 0.00089652 | 0.011063 | 0.011002 | 0.011002 | 39 | 90
40 | 0.66667 | 100 | 0.054636 | 0.054636 | 0 | 0 | 0 | 0 | 0.054636 | 0.00091061 | 0.011554 | 0.011488 | 0.011488 | 87 | 40 | 0.00091061 | 0.011554 | 0.011488 | 0.011488 | 40 | 87
41 | 0.68333 | 100 | 0.055463 | 0.055463 | 0 | 0 | 0 | 0 | 0.055463 | 0.00092438 | 0.012053 | 0.011981 | 0.011981 | 83 | 41 | 0.00092438 | 0.012053 | 0.011981 | 0.011981 | 41 | 83
42 | 0.7 | 100 | 0.05627 | 0.05627 | 0 | 0 | 0 | 0 | 0.05627 | 0.00093784 | 0.01256 | 0.012481 | 0.012481 | 80 | 42 | 0.00093784 | 0.01256 | 0.012481 | 0.012481 | 42 | 80
43 | 0.71667 | 100 | 0.05706 | 0.05706 | 0 | 0 | 0 | 0 | 0.05706 | 0.000951 | 0.013073 | 0.012988 | 0.012988 | 76 | 43 | 0.000951 | 0.013073 | 0.012988 | 0.012988 | 43 | 76
44 | 0.73333 | 100 | 0.057832 | 0.057832 | 0 | 0 | 0 | 0 | 0.057832 | 0.00096386 | 0.013594 | 0.013502 | 0.013502 | 74 | 44 | 0.00096386 | 0.013594 | 0.013502 | 0.013502 | 44 | 74
45 | 0.75 | 100 | 0.058586 | 0.058586 | 0 | 0 | 0 | 0 | 0.058586 | 0.00097643 | 0.014121 | 0.014022 | 0.014022 | 71 | 45 | 0.00097643 | 0.014121 | 0.014022 | 0.014022 | 45 | 71
46 | 0.76667 | 100 | 0.059323 | 0.059323 | 0 | 0 | 0 | 0 | 0.059323 | 0.00098871 | 0.014655 | 0.014548 | 0.014548 | 68 | 46 | 0.00098871 | 0.014655 | 0.014548 | 0.014548 | 46 | 68
47 | 0.78333 | 100 | 0.060043 | 0.060043 | 0 | 0 | 0 | 0 | 0.060043 | 0.0010007 | 0.015195 | 0.015081 | 0.015081 | 66 | 47 | 0.0010007 | 0.015195 | 0.015081 | 0.015081 | 47 | 66
48 | 0.8 | 100 | 0.060748 | 0.060748 | 0 | 0 | 0 | 0 | 0.060748 | 0.0010125 | 0.015742 | 0.015619 | 0.015619 | 64 | 48 | 0.0010125 | 0.015742 | 0.015619 | 0.015619 | 48 | 64
49 | 0.81667 | 100 | 0.061436 | 0.061436 | 0 | 0 | 0 | 0 | 0.061436 | 0.0010239 | 0.016295 | 0.016163 | 0.016163 | 61 | 49 | 0.0010239 | 0.016295 | 0.016163 | 0.016163 | 49 | 61
50 | 0.83333 | 100 | 0.062109 | 0.062109 | 0 | 0 | 0 | 0 | 0.062109 | 0.0010351 | 0.016854 | 0.016713 | 0.016713 | 59 | 50 | 0.0010351 | 0.016854 | 0.016713 | 0.016713 | 50 | 59
51 | 0.85 | 100 | 0.062767 | 0.062767 | 0 | 0 | 0 | 0 | 0.062767 | 0.0010461 | 0.017419 | 0.017268 | 0.017268 | 57 | 51 | 0.0010461 | 0.017419 | 0.017268 | 0.017268 | 51 | 57
52 | 0.86667 | 100 | 0.063409 | 0.063409 | 0 | 0 | 0 | 0 | 0.063409 | 0.0010568 | 0.01799 | 0.017829 | 0.017829 | 56 | 52 | 0.0010568 | 0.01799 | 0.017829 | 0.017829 | 52 | 56
53 | 0.88333 | 100 | 0.064038 | 0.064038 | 0 | 0 | 0 | 0 | 0.064038 | 0.0010673 | 0.018566 | 0.018395 | 0.018395 | 54 | 53 | 0.0010673 | 0.018566 | 0.018395 | 0.018395 | 53 | 54
54 | 0.9 | 100 | 0.064652 | 0.064652 | 0 | 0 | 0 | 0 | 0.064652 | 0.0010775 | 0.019148 | 0.018966 | 0.018966 | 52 | 54 | 0.0010775 | 0.019148 | 0.018966 | 0.018966 | 54 | 52
55 | 0.91667 | 100 | 0.065252 | 0.065252 | 0 | 0 | 0 | 0 | 0.065252 | 0.0010875 | 0.019735 | 0.019542 | 0.019542 | 51 | 55 | 0.0010875 | 0.019735 | 0.019542 | 0.019542 | 55 | 51
56 | 0.93333 | 100 | 0.065839 | 0.065839 | 0 | 0 | 0 | 0 | 0.065839 | 0.0010973 | 0.020328 | 0.020122 | 0.020122 | 49 | 56 | 0.0010973 | 0.020328 | 0.020122 | 0.020122 | 56 | 49
57 | 0.95 | 100 | 0.066412 | 0.066412 | 0 | 0 | 0 | 0 | 0.066412 | 0.0011069 | 0.020925 | 0.020708 | 0.020708 | 48 | 57 | 0.0011069 | 0.020925 | 0.020708 | 0.020708 | 57 | 48
58 | 0.96667 | 100 | 0.066973 | 0.066973 | 0 | 0 | 0 | 0 | 0.066973 | 0.0011162 | 0.021528 | 0.021298 | 0.021298 | 46 | 58 | 0.0011162 | 0.021528 | 0.021298 | 0.021298 | 58 | 46
59 | 0.98333 | 100 | 0.06752 | 0.06752 | 0 | 0 | 0 | 0 | 0.06752 | 0.0011253 | 0.022136 | 0.021893 | 0.021893 | 45 | 59 | 0.0011253 | 0.022136 | 0.021893 | 0.021893 | 59 | 45
60 | 1 | 100 | 0.068056 | 0.068056 | 100 | 0 | 0 | 0 | 0.068056 | 0.0011343 | 0.022748 | 0.022492 | 0.022492 | 44 | 60 | 0.0011343 | 0.022748 | 0.022492 | 0.022492 | 60 | 44
61 | 1.0167 | 0 | 0.068056 | 0.06652 | 100 | 0.0020597 | 0.0020597 | 0 | 0.068579 | 0.001143 | 0.023366 | 0.023095 | 0.023095 | 43 | 61 | 0 | 0.022748 | 0.022492 | 0.022492 | 61 | 44
62 | 1.0333 | 0 | 0.068056 | 0.065018 | 100 | 0.004073 | 0.004073 | 0 | 0.069091 | 0.0011515 | 0.023987 | 0.023702 | 0.023702 | 42 | 62 | 0 | 0.022748 | 0.022492 | 0.022492 | 62 | 44
63 | 1.05 | 0 | 0.068056 | 0.06355 | 100 | 0.0060407 | 0.0060407 | 0 | 0.069591 | 0.0011598 | 0.024614 | 0.024313 | 0.024313 | 41 | 63 | 0 | 0.022748 | 0.022492 | 0.022492 | 63 | 44
64 | 1.0667 | 0 | 0.068056 | 0.062116 | 100 | 0.0079641 | 0.0079641 | 0 | 0.07008 | 0.001168 | 0.025244 | 0.024928 | 0.024928 | 40 | 64 | 0 | 0.022748 | 0.022492 | 0.022492 | 64 | 44
65 | 1.0833 | 0 | 0.068056 | 0.060713 | 100 | 0.009844 | 0.009844 | 0 | 0.070557 | 0.001176 | 0.025879 | 0.025547 | 0.025547 | 39 | 65 | 0 | 0.022748 | 0.022492 | 0.022492 | 65 | 44
66 | 1.1 | 0 | 0.068056 | 0.059343 | 100 | 0.011682 | 0.011682 | 0 | 0.071024 | 0.0011837 | 0.026519 | 0.02617 | 0.02617 | 38 | 66 | 0 | 0.022748 | 0.022492 | 0.022492 | 66 | 44
67 | 1.1167 | 0 | 0.068056 | 0.058003 | 100 | 0.013478 | 0.013478 | 0 | 0.071481 | 0.0011913 | 0.027162 | 0.026796 | 0.026796 | 37 | 67 | 0 | 0.022748 | 0.022492 | 0.022492 | 67 | 44
68 | 1.1333 | 0 | 0.068056 | 0.056694 | 100 | 0.015233 | 0.015233 | 0 | 0.071927 | 0.0011988 | 0.027809 | 0.027426 | 0.027426 | 36 | 68 | 0 | 0.022748 | 0.022492 | 0.022492 | 68 | 44
69 | 1.15 | 0 | 0.068056 | 0.055414 | 100 | 0.016949 | 0.016949 | 0 | 0.072363 | 0.001206 | 0.028461 | 0.028059 | 0.028059 | 35 | 69 | 0 | 0.022748 | 0.022492 | 0.022492 | 69 | 44
70 | 1.1667 | 0 | 0.068056 | 0.054163 | 100 | 0.018626 | 0.018626 | 0 | 0.072789 | 0.0012131 | 0.029116 | 0.028696 | 0.028696 | 34 | 70 | 0 | 0.022748 | 0.022492 | 0.022492 | 70 | 44
71 | 1.1833 | 0 | 0.068056 | 0.05294 | 100 | 0.020265 | 0.020265 | 0 | 0.073205 | 0.0012201 | 0.029775 | 0.029336 | 0.029336 | 34 | 71 | 0 | 0.022748 | 0.022492 | 0.022492 | 71 | 44
72 | 1.2 | 0 | 0.068056 | 0.051745 | 100 | 0.021868 | 0.021868 | 0 | 0.073613 | 0.0012269 | 0.030437 | 0.029978 | 0.029978 | 33 | 72 | 0 | 0.022748 | 0.022492 | 0.022492 | 72 | 44
73 | 1.2167 | 0 | 0.068056 | 0.050577 | 100 | 0.023434 | 0.023434 | 0 | 0.074011 | 0.0012335 | 0.031103 | 0.030624 | 0.030624 | 32 | 73 | 0 | 0.022748 | 0.022492 | 0.022492 | 73 | 44
74 | 1.2333 | 0 | 0.068056 | 0.049435 | 100 | 0.024964 | 0.024964 | 0 | 0.0744 | 0.00124 | 0.031773 | 0.031273 | 0.031273 | 31 | 74 | 0 | 0.022748 | 0.022492 | 0.022492 | 74 | 44
75 | 1.25 | 0 | 0.068056 | 0.048319 | 100 | 0.02646 | 0.02646 | 0 | 0.07478 | 0.0012463 | 0.032446 | 0.031925 | 0.031925 | 31 | 75 | 0 | 0.022748 | 0.022492 | 0.022492 | 75 | 44
76 | 1.2667 | 0 | 0.068056 | 0.047228 | 100 | 0.027923 | 0.027923 | 0 | 0.075151 | 0.0012525 | 0.033122 | 0.03258 | 0.03258 | 30 | 76 | 0 | 0.022748 | 0.022492 | 0.022492 | 76 | 44
77 | 1.2833 | 0 | 0.068056 | 0.046162 | 100 | 0.029352 | 0.029352 | 0 | 0.075515 | 0.0012586 | 0.033802 | 0.033237 | 0.033237 | 30 | 77 | 0 | 0.022748 | 0.022492 | 0.022492 | 77 | 44
78 | 1.3 | 0 | 0.068056 | 0.04512 | 100 | 0.030749 | 0.030749 | 0 | 0.07587 | 0.0012645 | 0.034485 | 0.033897 | 0.033897 | 29 | 78 | 0 | 0.022748 | 0.022492 | 0.022492 | 78 | 44
79 | 1.3167 | 0 | 0.068056 | 0.044102 | 100 | 0.032115 | 0.032115 | 0 | 0.076217 | 0.0012703 | 0.035171 | 0.034559 | 0.034559 | 28 | 79 | 0 | 0.022748 | 0.022492 | 0.022492 | 79 | 44
80 | 1.3333 | 0 | 0.068056 | 0.043106 | 100 | 0.03345 | 0.03345 | 0 | 0.076556 | 0.0012759 | 0.03586 | 0.035224 | 0.035224 | 28 | 80 | 0 | 0.022748 | 0.022492 | 0.022492 | 80 | 44
81 | 1.35 | 0 | 0.068056 | 0.042133 | 100 | 0.034754 | 0.034754 | 0 | 0.076887 | 0.0012815 | 0.036551 | 0.035892 | 0.035892 | 27 | 81 | 0 | 0.022748 | 0.022492 | 0.022492 | 81 | 44
82 | 1.3667 | 0 | 0.068056 | 0.041182 | 100 | 0.036029 | 0.036029 | 0 | 0.077211 | 0.0012869 | 0.037246 | 0.036561 | 0.036561 | 27 | 82 | 0 | 0.022748 | 0.022492 | 0.022492 | 82 | 44
83 | 1.3833 | 0 | 0.068056 | 0.040252 | 100 | 0.037276 | 0.037276 | 0 | 0.077528 | 0.0012921 | 0.037944 | 0.037233 | 0.037233 | 26 | 83 | 0 | 0.022748 | 0.022492 | 0.022492 | 83 | 44
84 | 1.4 | 0 | 0.068056 | 0.039343 | 100 | 0.038494 | 0.038494 | 0 | 0.077838 | 0.0012973 | 0.038645 | 0.037908 | 0.037908 | 26 | 84 | 0 | 0.022748 | 0.022492 | 0.022492 | 84 | 44
85 | 1.4167 | 0 | 0.068056 | 0.038455 | 100 | 0.039685 | 0.039685 | 0 | 0.07814 | 0.0013023 | 0.039348 | 0.038584 | 0.038584 | 25 | 85 | 0 | 0.022748 | 0.022492 | 0.022492 | 85 | 44
86 | 1.4333 | 0 | 0.068056 | 0.037587 | 100 | 0.040849 | 0.040849 | 0 | 0.078436 | 0.0013073 | 0.040054 | 0.039262 | 0.039262 | 25 | 86 | 0 | 0.022748 | 0.022492 | 0.022492 | 86 | 44
87 | 1.45 | 0 | 0.068056 | 0.036739 | 100 | 0.041986 | 0.041986 | 0 | 0.078725 | 0.0013121 | 0.040762 | 0.039943 | 0.039943 | 25 | 87 | 0 | 0.022748 | 0.022492 | 0.022492 | 87 | 44
88 | 1.4667 | 0 | 0.068056 | 0.035909 | 100 | 0.043098 | 0.043098 | 0 | 0.079007 | 0.0013168 | 0.041473 | 0.040625 | 0.040625 | 24 | 88 | 0 | 0.022748 | 0.022492 | 0.022492 | 88 | 44
89 | 1.4833 | 0 | 0.068056 | 0.035099 | 100 | 0.044185 | 0.044185 | 0 | 0.079284 | 0.0013214 | 0.042187 | 0.04131 | 0.04131 | 24 | 89 | 0 | 0.022748 | 0.022492 | 0.022492 | 89 | 44
90 | 1.5 | 0 | 0.068056 | 0.034306 | 100 | 0.045247 | 0.045247 | 0 | 0.079554 | 0.0013259 | 0.042903 | 0.041996 | 0.041996 | 23 | 90 | 0 | 0.022748 | 0.022492 | 0.022492 | 90 | 44
91 | 1.5167 | 0 | 0.068056 | 0.033532 | 100 | 0.046286 | 0.046286 | 0 | 0.079817 | 0.0013303 | 0.043621 | 0.042684 | 0.042684 | 23 | 91 | 0 | 0.022748 | 0.022492 | 0.022492 | 91 | 44
92 | 1.5333 | 0 | 0.068056 | 0.032775 | 100 | 0.0473 | 0.0473 | 0 | 0.080075 | 0.0013346 | 0.044342 | 0.043373 | 0.043373 | 23 | 92 | 0 | 0.022748 | 0.022492 | 0.022492 | 92 | 44
93 | 1.55 | 0 | 0.068056 | 0.032035 | 100 | 0.048292 | 0.048292 | 0 | 0.080327 | 0.0013388 | 0.045065 | 0.044065 | 0.044065 | 22 | 93 | 0 | 0.022748 | 0.022492 | 0.022492 | 93 | 44
94 | 1.5667 | 0 | 0.068056 | 0.031312 | 100 | 0.049262 | 0.049262 | 0 | 0.080574 | 0.0013429 | 0.04579 | 0.044758 | 0.044758 | 22 | 94 | 0 | 0.022748 | 0.022492 | 0.022492 | 94 | 44
95 | 1.5833 | 0 | 0.068056 | 0.030605 | 100 | 0.05021 | 0.05021 | 0 | 0.080815 | 0.0013469 | 0.046517 | 0.045452 | 0.045452 | 22 | 95 | 0 | 0.022748 | 0.022492 | 0.022492 | 95 | 44
96 | 1.6 | 0 | 0.068056 | 0.029914 | 100 | 0.051136 | 0.051136 | 0 | 0.08105 | 0.0013508 | 0.047247 | 0.046148 | 0.046148 | 21 | 96 | 0 | 0.022748 | 0.022492 | 0.022492 | 96 | 44
97 | 1.6167 | 0 | 0.068056 | 0.029239 | 100 | 0.052041 | 0.052041 | 0 | 0.08128 | 0.0013547 | 0.047978 | 0.046846 | 0.046846 | 21 | 97 | 0 | 0.022748 | 0.022492 | 0.022492 | 97 | 44
98 | 1.6333 | 0 | 0.068056 | 0.028579 | 100 | 0.052926 | 0.052926 | 0 | 0.081505 | 0.0013584 | 0.048712 | 0.047545 | 0.047545 | 21 | 98 | 0 | 0.022748 | 0.022492 | 0.022492 | 98 | 44
99 | 1.65 | 0 | 0.068056 | 0.027934 | 100 | 0.053791 | 0.053791 | 0 | 0.081725 | 0.0013621 | 0.049448 | 0.048245 | 0.048245 | 20 | 99 | 0 | 0.022748 | 0.022492 | 0.022492 | 99 | 44
100 | 1.6667 | 0 | 0.068056 | 0.027303 | 100 | 0.054636 | 0.054636 | 0 | 0.081939 | 0.0013657 | 0.050185 | 0.048947 | 0.048947 | 20 | 100 | 0 | 0.022748 | 0.022492 | 0.022492 | 100 | 44
101 | 1.6833 | 0 | 0.068056 | 0.026687 | 100 | 0.055463 | 0.055463 | 0 | 0.082149 | 0.0013692 | 0.050924 | 0.049649 | 0.049649 | 20 | 101 | 0 | 0.022748 | 0.022492 | 0.022492 | 101 | 44
102 | 1.7 | 0 | 0.068056 | 0.026084 | 100 | 0.05627 | 0.05627 | 0 | 0.082355 | 0.0013726 | 0.051666 | 0.050354 | 0.050354 | 19 | 102 | 0 | 0.022748 | 0.022492 | 0.022492 | 102 | 44
103 | 1.7167 | 0 | 0.068056 | 0.025495 | 100 | 0.05706 | 0.05706 | 0 | 0.082555 | 0.0013759 | 0.052408 | 0.051059 | 0.051059 | 19 | 103 | 0 | 0.022748 | 0.022492 | 0.022492 | 103 | 44
104 | 1.7333 | 0 | 0.068056 | 0.02492 | 100 | 0.057832 | 0.057832 | 0 | 0.082751 | 0.0013792 | 0.053153 | 0.051765 | 0.051765 | 19 | 104 | 0 | 0.022748 | 0.022492 | 0.022492 | 104 | 44
105 | 1.75 | 0 | 0.068056 | 0.024357 | 100 | 0.058586 | 0.058586 | 0 | 0.082943 | 0.0013824 | 0.0539 | 0.052473 | 0.052473 | 19 | 105 | 0 | 0.022748 | 0.022492 | 0.022492 | 105 | 44
106 | 1.7667 | 0 | 0.068056 | 0.023807 | 100 | 0.059323 | 0.059323 | 0 | 0.08313 | 0.0013855 | 0.054648 | 0.053182 | 0.053182 | 18 | 106 | 0 | 0.022748 | 0.022492 | 0.022492 | 106 | 44
107 | 1.7833 | 0 | 0.068056 | 0.02327 | 100 | 0.060043 | 0.060043 | 0 | 0.083313 | 0.0013886 | 0.055398 | 0.053891 | 0.053891 | 18 | 107 | 0 | 0.022748 | 0.022492 | 0.022492 | 107 | 44
108 | 1.8 | 0 | 0.068056 | 0.022745 | 100 | 0.060748 | 0.060748 | 0 | 0.083492 | 0.0013915 | 0.056149 | 0.054602 | 0.054602 | 18 | 108 | 0 | 0.022748 | 0.022492 | 0.022492 | 108 | 44
109 | 1.8167 | 0 | 0.068056 | 0.022231 | 100 | 0.061436 | 0.061436 | 0 | 0.083667 | 0.0013945 | 0.056902 | 0.055314 | 0.055314 | 18 | 109 | 0 | 0.022748 | 0.022492 | 0.022492 | 109 | 44
110 | 1.8333 | 0 | 0.068056 | 0.021729 | 100 | 0.062109 | 0.062109 | 0 | 0.083838 | 0.0013973 | 0.057657 | 0.056026 | 0.056026 | 17 | 110 | 0 | 0.022748 | 0.022492 | 0.022492 | 110 | 44
111 | 1.85 | 0 | 0.068056 | 0.021239 | 100 | 0.062767 | 0.062767 | 0 | 0.084005 | 0.0014001 | 0.058413 | 0.056739 | 0.056739 | 17 | 111 | 0 | 0.022748 | 0.022492 | 0.022492 | 111 | 44
112 | 1.8667 | 0 | 0.068056 | 0.020759 | 100 | 0.063409 | 0.063409 | 0 | 0.084169 | 0.0014028 | 0.05917 | 0.057454 | 0.057454 | 17 | 112 | 0 | 0.022748 | 0.022492 | 0.022492 | 112 | 44
113 | 1.8833 | 0 | 0.068056 | 0.020291 | 100 | 0.064038 | 0.064038 | 0 | 0.084328 | 0.0014055 | 0.059929 | 0.058169 | 0.058169 | 17 | 113 | 0 | 0.022748 | 0.022492 | 0.022492 | 113 | 44
114 | 1.9 | 0 | 0.068056 | 0.019833 | 100 | 0.064652 | 0.064652 | 0 | 0.084484 | 0.0014081 | 0.06069 | 0.058885 | 0.058885 | 16 | 114 | 0 | 0.022748 | 0.022492 | 0.022492 | 114 | 44
115 | 1.9167 | 0 | 0.068056 | 0.019385 | 100 | 0.065252 | 0.065252 | 0 | 0.084637 | 0.0014106 | 0.061451 | 0.059601 | 0.059601 | 16 | 115 | 0 | 0.022748 | 0.022492 | 0.022492 | 115 | 44
116 | 1.9333 | 0 | 0.068056 | 0.018947 | 100 | 0.065839 | 0.065839 | 0 | 0.084786 | 0.0014131 | 0.062214 | 0.060319 | 0.060319 | 16 | 116 | 0 | 0.022748 | 0.022492 | 0.022492 | 116 | 44
117 | 1.95 | 0 | 0.068056 | 0.01852 | 100 | 0.066412 | 0.066412 | 0 | 0.084932 | 0.0014155 | 0.062979 | 0.061037 | 0.061037 | 16 | 117 | 0 | 0.022748 | 0.022492 | 0.022492 | 117 | 44
118 | 1.9667 | 0 | 0.068056 | 0.018102 | 100 | 0.066973 | 0.066973 | 0 | 0.085074 | 0.0014179 | 0.063744 | 0.061755 | 0.061755 | 16 | 118 | 0 | 0.022748 | 0.022492 | 0.022492 | 118 | 44
119 | 1.9833 | 0 | 0.068056 | 0.017693 | 100 | 0.06752 | 0.06752 | 0 | 0.085213 | 0.0014202 | 0.064511 | 0.062475 | 0.062475 | 16 | 119 | 0 | 0.022748 | 0.022492 | 0.022492 | 119 | 44
120 | 2 | 0 | 0.068056 | 0.017293 | 100 | 0.068056 | 0.068056 | 0 | 0.085349 | 0.0014225 | 0.06528 | 0.063194 | 0.063194 | 15 | 120 | 0 | 0.022748 | 0.022492 | 0.022492 | 120 | 44
121 | 2.0167 | 0 | 0.068056 | 0.016903 | 0 | 0.068056 | 0.06652 | 0 | 0.083423 | 0.0013904 | 0.06603 | 0.063898 | 0.063898 | 15 | 121 | 0 | 0.022748 | 0.022492 | 0.022492 | 121 | 44
122 | 2.0333 | 0 | 0.068056 | 0.016522 | 0 | 0.068056 | 0.065018 | 0 | 0.081539 | 0.001359 | 0.066764 | 0.064584 | 0.064584 | 15 | 122 | 0 | 0.022748 | 0.022492 | 0.022492 | 122 | 44
123 | 2.05 | 0 | 0.068056 | 0.016149 | 0 | 0.068056 | 0.06355 | 0 | 0.079699 | 0.0013283 | 0.067481 | 0.065255 | 0.065255 | 15 | 123 | 0 | 0.022748 | 0.022492 | 0.022492 | 123 | 44
124 | 2.0667 | 0 | 0.068056 | 0.015784 | 0 | 0.068056 | 0.062116 | 0 | 0.0779 | 0.0012983 | 0.068183 | 0.06591 | 0.06591 | 15 | 124 | 0 | 0.022748 | 0.022492 | 0.022492 | 124 | 44
125 | 2.0833 | 0 | 0.068056 | 0.015428 | 0 | 0.068056 | 0.060713 | 0 | 0.076141 | 0.001269 | 0.068868 | 0.06655 | 0.06655 | 15 | 125 | 0 | 0.022748 | 0.022492 | 0.022492 | 125 | 44
126 | 2.1 | 0 | 0.068056 | 0.015079 | 0 | 0.068056 | 0.059343 | 0 | 0.074422 | 0.0012404 | 0.069538 | 0.067175 | 0.067175 | 14 | 126 | 0 | 0.022748 | 0.022492 | 0.022492 | 126 | 44
127 | 2.1167 | 0 | 0.068056 | 0.014739 | 0 | 0.068056 | 0.058003 | 0 | 0.072742 | 0.0012124 | 0.070192 | 0.067785 | 0.067785 | 14 | 127 | 0 | 0.022748 | 0.022492 | 0.022492 | 127 | 44
128 | 2.1333 | 0 | 0.068056 | 0.014406 | 0 | 0.068056 | 0.056694 | 0 | 0.0711 | 0.001185 | 0.070832 | 0.068382 | 0.068382 | 14 | 128 | 0 | 0.022748 | 0.022492 | 0.022492 | 128 | 44
129 | 2.15 | 0 | 0.068056 | 0.014081 | 0 | 0.068056 | 0.055414 | 0 | 0.069495 | 0.0011582 | 0.071458 | 0.068964 | 0.068964 | 14 | 129 | 0 | 0.022748 | 0.022492 | 0.022492 | 129 | 44
130 | 2.1667 | 0 | 0.068056 | 0.013763 | 0 | 0.068056 | 0.054163 | 0 | 0.067926 | 0.0011321 | 0.072069 | 0.069533 | 0.069533 | 14 | 130 | 0 | 0.022748 | 0.022492 | 0.022492 | 130 | 44
131 | 2.1833 | 0 | 0.068056 | 0.013452 | 0 | 0.068056 | 0.05294 | 0 | 0.066393 | 0.0011065 | 0.072667 | 0.070089 | 0.070089 | 14 | 131 | 0 | 0.022748 | 0.022492 | 0.022492 | 131 | 44
132 | 2.2 | 0 | 0.068056 | 0.013149 | 0 | 0.068056 | 0.051745 | 0 | 0.064894 | 0.0010816 | 0.073251 | 0.070632 | 0.070632 | 14 | 132 | 0 | 0.022748 | 0.022492 | 0.022492 | 132 | 44
133 | 2.2167 | 0 | 0.068056 | 0.012852 | 0 | 0.068056 | 0.050577 | 0 | 0.063429 | 0.0010571 | 0.073821 | 0.071162 | 0.071162 | 14 | 133 | 0 | 0.022748 | 0.022492 | 0.022492 | 133 | 44
134 | 2.2333 | 0 | 0.068056 | 0.012562 | 0 | 0.068056 | 0.049435 | 0 | 0.061997 | 0.0010333 | 0.074379 | 0.071681 | 0.071681 | 13 | 134 | 0 | 0.022748 | 0.022492 | 0.022492 | 134 | 44
135 | 2.25 | 0 | 0.068056 | 0.012278 | 0 | 0.068056 | 0.048319 | 0 | 0.060598 | 0.00101 | 0.074925 | 0.072187 | 0.072187 | 13 | 135 | 0 | 0.022748 | 0.022492 | 0.022492 | 135 | 44
136 | 2.2667 | 0 | 0.068056 | 0.012001 | 0 | 0.068056 | 0.047228 | 0 | 0.05923 | 0.00098716 | 0.075458 | 0.072681 | 0.072681 | 13 | 136 | 0 | 0.022748 | 0.022492 | 0.022492 | 136 | 44
137 | 2.2833 | 0 | 0.068056 | 0.01173 | 0 | 0.068056 | 0.046162 | 0 | 0.057892 | 0.00096487 | 0.075979 | 0.073164 | 0.073164 | 13 | 137 | 0 | 0.022748 | 0.022492 | 0.022492 | 137 | 44
138 | 2.3 | 0 | 0.068056 | 0.011465 | 0 | 0.068056 | 0.04512 | 0 | 0.056586 | 0.00094309 | 0.076488 | 0.073636 | 0.073636 | 13 | 138 | 0 | 0.022748 | 0.022492 | 0.022492 | 138 | 44
139 | 2.3167 | 0 | 0.068056 | 0.011207 | 0 | 0.068056 | 0.044102 | 0 | 0.055308 | 0.0009218 | 0.076986 | 0.074097 | 0.074097 | 13 | 139 | 0 | 0.022748 | 0.022492 | 0.022492 | 139 | 44
140 | 2.3333 | 0 | 0.068056 | 0.010954 | 0 | 0.068056 | 0.043106 | 0 | 0.05406 | 0.00090099 | 0.077472 | 0.074548 | 0.074548 | 13 | 140 | 0 | 0.022748 | 0.022492 | 0.022492 | 140 | 44
141 | 2.35 | 0 | 0.068056 | 0.010706 | 0 | 0.068056 | 0.042133 | 0 | 0.052839 | 0.00088065 | 0.077948 | 0.074987 | 0.074987 | 13 | 141 | 0 | 0.022748 | 0.022492 | 0.022492 | 141 | 44
142 | 2.3667 | 0 | 0.068056 | 0.010465 | 0 | 0.068056 | 0.041182 | 0 | 0.051646 | 0.00086077 | 0.078413 | 0.075417 | 0.075417 | 13 | 142 | 0 | 0.022748 | 0.022492 | 0.022492 | 142 | 44
143 | 2.3833 | 0 | 0.068056 | 0.010228 | 0 | 0.068056 | 0.040252 | 0 | 0.05048 | 0.00084134 | 0.078867 | 0.075837 | 0.075837 | 13 | 143 | 0 | 0.022748 | 0.022492 | 0.022492 | 143 | 44
144 | 2.4 | 0 | 0.068056 | 0.0099974 | 0 | 0.068056 | 0.039343 | 0 | 0.049341 | 0.00082235 | 0.079311 | 0.076248 | 0.076248 | 13 | 144 | 0 | 0.022748 | 0.022492 | 0.022492 | 144 | 44
145 | 2.4167 | 0 | 0.068056 | 0.0097718 | 0 | 0.068056 | 0.038455 | 0 | 0.048227 | 0.00080378 | 0.079745 | 0.076648 | 0.076648 | 13 | 145 | 0 | 0.022748 | 0.022492 | 0.022492 | 145 | 44
146 | 2.4333 | 0 | 0.068056 | 0.0095512 | 0 | 0.068056 | 0.037587 | 0 | 0.047138 | 0.00078564 | 0.08017 | 0.07704 | 0.07704 | 12 | 146 | 0 | 0.022748 | 0.022492 | 0.022492 | 146 | 44
147 | 2.45 | 0 | 0.068056 | 0.0093356 | 0 | 0.068056 | 0.036739 | 0 | 0.046074 | 0.0007679 | 0.080584 | 0.077423 | 0.077423 | 12 | 147 | 0 | 0.022748 | 0.022492 | 0.022492 | 147 | 44
148 | 2.4667 | 0 | 0.068056 | 0.0091248 | 0 | 0.068056 | 0.035909 | 0 | 0.045034 | 0.00075057 | 0.08099 | 0.077797 | 0.077797 | 12 | 148 | 0 | 0.022748 | 0.022492 | 0.022492 | 148 | 44
149 | 2.4833 | 0 | 0.068056 | 0.0089188 | 0 | 0.068056 | 0.035099 | 0 | 0.044017 | 0.00073362 | 0.081386 | 0.078162 | 0.078162 | 12 | 149 | 0 | 0.022748 | 0.022492 | 0.022492 | 149 | 44
150 | 2.5 | 0 | 0.068056 | 0.0087175 | 0 | 0.068056 | 0.034306 | 0 | 0.043024 | 0.00071706 | 0.081773 | 0.078519 | 0.078519 | 12 | 150 | 0 | 0.022748 | 0.022492 | 0.022492 | 150 | 44
151 | 2.5167 | 0 | 0.068056 | 0.0085207 | 0 | 0.068056 | 0.033532 | 0 | 0.042053 | 0.00070088 | 0.082151 | 0.078867 | 0.078867 | 12 | 151 | 0 | 0.022748 | 0.022492 | 0.022492 | 151 | 44
152 | 2.5333 | 0 | 0.068056 | 0.0083283 | 0 | 0.068056 | 0.032775 | 0 | 0.041103 | 0.00068505 | 0.082521 | 0.079208 | 0.079208 | 12 | 152 | 0 | 0.022748 | 0.022492 | 0.022492 | 152 | 44
153 | 2.55 | 0 | 0.068056 | 0.0081403 | 0 | 0.068056 | 0.032035 | 0 | 0.040175 | 0.00066959 | 0.082883 | 0.079541 | 0.079541 | 12 | 153 | 0 | 0.022748 | 0.022492 | 0.022492 | 153 | 44
154 | 2.5667 | 0 | 0.068056 | 0.0079566 | 0 | 0.068056 | 0.031312 | 0 | 0.039268 | 0.00065447 | 0.083236 | 0.079866 | 0.079866 | 12 | 154 | 0 | 0.022748 | 0.022492 | 0.022492 | 154 | 44
155 | 2.5833 | 0 | 0.068056 | 0.0077769 | 0 | 0.068056 | 0.030605 | 0 | 0.038382 | 0.0006397 | 0.083582 | 0.080184 | 0.080184 | 12 | 155 | 0 | 0.022748 | 0.022492 | 0.022492 | 155 | 44
156 | 2.6 | 0 | 0.068056 | 0.0076014 | 0 | 0.068056 | 0.029914 | 0 | 0.037515 | 0.00062526 | 0.083919 | 0.080495 | 0.080495 | 12 | 156 | 0 | 0.022748 | 0.022492 | 0.022492 | 156 | 44
157 | 2.6167 | 0 | 0.068056 | 0.0074298 | 0 | 0.068056 | 0.029239 | 0 | 0.036669 | 0.00061114 | 0.084249 | 0.080798 | 0.080798 | 12 | 157 | 0 | 0.022748 | 0.022492 | 0.022492 | 157 | 44
158 | 2.6333 | 0 | 0.068056 | 0.0072621 | 0 | 0.068056 | 0.028579 | 0 | 0.035841 | 0.00059735 | 0.084572 | 0.081094 | 0.081094 | 12 | 158 | 0 | 0.022748 | 0.022492 | 0.022492 | 158 | 44
159 | 2.65 | 0 | 0.068056 | 0.0070981 | 0 | 0.068056 | 0.027934 | 0 | 0.035032 | 0.00058386 | 0.084887 | 0.081384 | 0.081384 | 12 | 159 | 0 | 0.022748 | 0.022492 | 0.022492 | 159 | 44
160 | 2.6667 | 0 | 0.068056 | 0.0069379 | 0 | 0.068056 | 0.027303 | 0 | 0.034241 | 0.00057068 | 0.085195 | 0.081667 | 0.081667 | 12 | 160 | 0 | 0.022748 | 0.022492 | 0.022492 | 160 | 44
161 | 2.6833 | 0 | 0.068056 | 0.0067813 | 0 | 0.068056 | 0.026687 | 0 | 0.033468 | 0.0005578 | 0.085497 | 0.081944 | 0.081944 | 12 | 161 | 0 | 0.022748 | 0.022492 | 0.022492 | 161 | 44
162 | 2.7 | 0 | 0.068056 | 0.0066282 | 0 | 0.068056 | 0.026084 | 0 | 0.032712 | 0.00054521 | 0.085791 | 0.082214 | 0.082214 | 12 | 162 | 0 | 0.022748 | 0.022492 | 0.022492 | 162 | 44
163 | 2.7167 | 0 | 0.068056 | 0.0064785 | 0 | 0.068056 | 0.025495 | 0 | 0.031974 | 0.0005329 | 0.086079 | 0.082478 | 0.082478 | 12 | 163 | 0 | 0.022748 | 0.022492 | 0.022492 | 163 | 44
164 | 2.7333 | 0 | 0.068056 | 0.0063323 | 0 | 0.068056 | 0.02492 | 0 | 0.031252 | 0.00052087 | 0.08636 | 0.082736 | 0.082736 | 12 | 164 | 0 | 0.022748 | 0.022492 | 0.022492 | 164 | 44
165 | 2.75 | 0 | 0.068056 | 0.0061893 | 0 | 0.068056 | 0.024357 | 0 | 0.030547 | 0.00050911 | 0.086635 | 0.082988 | 0.082988 | 12 | 165 | 0 | 0.022748 | 0.022492 | 0.022492 | 165 | 44
166 | 2.7667 | 0 | 0.068056 | 0.0060496 | 0 | 0.068056 | 0.023807 | 0 | 0.029857 | 0.00049762 | 0.086904 | 0.083235 | 0.083235 | 12 | 166 | 0 | 0.022748 | 0.022492 | 0.022492 | 166 | 44
167 | 2.7833 | 0 | 0.068056 | 0.0059131 | 0 | 0.068056 | 0.02327 | 0 | 0.029183 | 0.00048638 | 0.087166 | 0.083475 | 0.083475 | 11 | 167 | 0 | 0.022748 | 0.022492 | 0.022492 | 167 | 44
168 | 2.8 | 0 | 0.068056 | 0.0057796 | 0 | 0.068056 | 0.022745 | 0 | 0.028524 | 0.0004754 | 0.087423 | 0.083711 | 0.083711 | 11 | 168 | 0 | 0.022748 | 0.022492 | 0.022492 | 168 | 44
169 | 2.8167 | 0 | 0.068056 | 0.0056491 | 0 | 0.068056 | 0.022231 | 0 | 0.02788 | 0.00046467 | 0.087674 | 0.083941 | 0.083941 | 11 | 169 | 0 | 0.022748 | 0.022492 | 0.022492 | 169 | 44
170 | 2.8333 | 0 | 0.068056 | 0.0055216 | 0 | 0.068056 | 0.021729 | 0 | 0.027251 | 0.00045418 | 0.087919 | 0.084165 | 0.084165 | 11 | 170 | 0 | 0.022748 | 0.022492 | 0.022492 | 170 | 44
171 | 2.85 | 0 | 0.068056 | 0.0053969 | 0 | 0.068056 | 0.021239 | 0 | 0.026636 | 0.00044393 | 0.088159 | 0.084385 | 0.084385 | 11 | 171 | 0 | 0.022748 | 0.022492 | 0.022492 | 171 | 44
172 | 2.8667 | 0 | 0.068056 | 0.0052751 | 0 | 0.068056 | 0.020759 | 0 | 0.026034 | 0.00043391 | 0.088393 | 0.084599 | 0.084599 | 11 | 172 | 0 | 0.022748 | 0.022492 | 0.022492 | 172 | 44
173 | 2.8833 | 0 | 0.068056 | 0.005156 | 0 | 0.068056 | 0.020291 | 0 | 0.025447 | 0.00042411 | 0.088622 | 0.084809 | 0.084809 | 11 | 173 | 0 | 0.022748 | 0.022492 | 0.022492 | 173 | 44
174 | 2.9 | 0 | 0.068056 | 0.0050396 | 0 | 0.068056 | 0.019833 | 0 | 0.024872 | 0.00041454 | 0.088846 | 0.085014 | 0.085014 | 11 | 174 | 0 | 0.022748 | 0.022492 | 0.022492 | 174 | 44
175 | 2.9167 | 0 | 0.068056 | 0.0049258 | 0 | 0.068056 | 0.019385 | 0 | 0.024311 | 0.00040518 | 0.089065 | 0.085214 | 0.085214 | 11 | 175 | 0 | 0.022748 | 0.022492 | 0.022492 | 175 | 44
176 | 2.9333 | 0 | 0.068056 | 0.0048146 | 0 | 0.068056 | 0.018947 | 0 | 0.023762 | 0.00039603 | 0.089279 | 0.085409 | 0.085409 | 11 | 176 | 0 | 0.022748 | 0.022492 | 0.022492 | 176 | 44
177 | 2.95 | 0 | 0.068056 | 0.004706 | 0 | 0.068056 | 0.01852 | 0 | 0.023226 | 0.00038709 | 0.089488 | 0.085601 | 0.085601 | 11 | 177 | 0 | 0.022748 | 0.022492 | 0.022492 | 177 | 44
178 | 2.9667 | 0 | 0.068056 | 0.0045997 | 0 | 0.068056 | 0.018102 | 0 | 0.022701 | 0.00037835 | 0.089692 | 0.085787 | 0.085787 | 11 | 178 | 0 | 0.022748 | 0.022492 | 0.022492 | 178 | 44
179 | 2.9833 | 0 | 0.068056 | 0.0044959 | 0 | 0.068056 | 0.017693 | 0 | 0.022189 | 0.00036981 | 0.089892 | 0.08597 | 0.08597 | 11 | 179 | 0 | 0.022748 | 0.022492 | 0.022492 | 179 | 44
180 | 3 | 0 | 0.068056 | 0.0043944 | 0 | 0.068056 | 0.017293 | 0 | 0.021688 | 0.00036146 | 0.090087 | 0.086148 | 0.086148 | 11 | 180 | 0 | 0.022748 | 0.022492 | 0.022492 | 180 | 44
181 | 3.0167 | 0 | 0.068056 | 0.0042952 | 0 | 0.068056 | 0.016903 | 0 | 0.021198 | 0.0003533 | 0.090278 | 0.086323 | 0.086323 | 11 | 181 | 0 | 0.022748 | 0.022492 | 0.022492 | 181 | 44
182 | 3.0333 | 0 | 0.068056 | 0.0041982 | 0 | 0.068056 | 0.016522 | 0 | 0.02072 | 0.00034533 | 0.090464 | 0.086493 | 0.086493 | 11 | 182 | 0 | 0.022748 | 0.022492 | 0.022492 | 182 | 44
183 | 3.05 | 0 | 0.068056 | 0.0041035 | 0 | 0.068056 | 0.016149 | 0 | 0.020252 | 0.00033753 | 0.090647 | 0.08666 | 0.08666 | 11 | 183 | 0 | 0.022748 | 0.022492 | 0.022492 | 183 | 44
184 | 3.0667 | 0 | 0.068056 | 0.0040108 | 0 | 0.068056 | 0.015784 | 0 | 0.019795 | 0.00032991 | 0.090825 | 0.086822 | 0.086822 | 11 | 184 | 0 | 0.022748 | 0.022492 | 0.022492 | 184 | 44
185 | 3.0833 | 0 | 0.068056 | 0.0039203 | 0 | 0.068056 | 0.015428 | 0 | 0.019348 | 0.00032247 | 0.090999 | 0.086981 | 0.086981 | 11 | 185 | 0 | 0.022748 | 0.022492 | 0.022492 | 185 | 44
186 | 3.1 | 0 | 0.068056 | 0.0038318 | 0 | 0.068056 | 0.015079 | 0 | 0.018911 | 0.00031519 | 0.091169 | 0.087137 | 0.087137 | 11 | 186 | 0 | 0.022748 | 0.022492 | 0.022492 | 186 | 44
187 | 3.1167 | 0 | 0.068056 | 0.0037453 | 0 | 0.068056 | 0.014739 | 0 | 0.018484 | 0.00030807 | 0.091335 | 0.087288 | 0.087288 | 11 | 187 | 0 | 0.022748 | 0.022492 | 0.022492 | 187 | 44
188 | 3.1333 | 0 | 0.068056 | 0.0036607 | 0 | 0.068056 | 0.014406 | 0 | 0.018067 | 0.00030112 | 0.091498 | 0.087437 | 0.087437 | 11 | 188 | 0 | 0.022748 | 0.022492 | 0.022492 | 188 | 44
189 | 3.15 | 0 | 0.068056 | 0.0035781 | 0 | 0.068056 | 0.014081 | 0 | 0.017659 | 0.00029432 | 0.091657 | 0.087582 | 0.087582 | 11 | 189 | 0 | 0.022748 | 0.022492 | 0.022492 | 189 | 44
190 | 3.1667 | 0 | 0.068056 | 0.0034973 | 0 | 0.068056 | 0.013763 | 0 | 0.01726 | 0.00028767 | 0.091812 | 0.087724 | 0.087724 | 11 | 190 | 0 | 0.022748 | 0.022492 | 0.022492 | 190 | 44
191 | 3.1833 | 0 | 0.068056 | 0.0034184 | 0 | 0.068056 | 0.013452 | 0 | 0.016871 | 0.00028118 | 0.091964 | 0.087862 | 0.087862 | 11 | 191 | 0 | 0.022748 | 0.022492 | 0.022492 | 191 | 44
192 | 3.2 | 0 | 0.068056 | 0.0033412 | 0 | 0.068056 | 0.013149 | 0 | 0.01649 | 0.00027483 | 0.092113 | 0.087997 | 0.087997 | 11 | 192 | 0 | 0.022748 | 0.022492 | 0.022492 | 192 | 44
193 | 3.2167 | 0 | 0.068056 | 0.0032658 | 0 | 0.068056 | 0.012852 | 0 | 0.016118 | 0.00026863 | 0.092258 | 0.08813 | 0.08813 | 11 | 193 | 0 | 0.022748 | 0.022492 | 0.022492 | 193 | 44
194 | 3.2333 | 0 | 0.068056 | 0.003192 | 0 | 0.068056 | 0.012562 | 0 | 0.015754 | 0.00026256 | 0.092399 | 0.088259 | 0.088259 | 11 | 194 | 0 | 0.022748 | 0.022492 | 0.022492 | 194 | 44
195 | 3.25 | 0 | 0.068056 | 0.00312 | 0 | 0.068056 | 0.012278 | 0 | 0.015398 | 0.00025664 | 0.092538 | 0.088385 | 0.088385 | 11 | 195 | 0 | 0.022748 | 0.022492 | 0.022492 | 195 | 44
196 | 3.2667 | 0 | 0.068056 | 0.0030496 | 0 | 0.068056 | 0.012001 | 0 | 0.015051 | 0.00025084 | 0.092673 | 0.088509 | 0.088509 | 11 | 196 | 0 | 0.022748 | 0.022492 | 0.022492 | 196 | 44
197 | 3.2833 | 0 | 0.068056 | 0.0029807 | 0 | 0.068056 | 0.01173 | 0 | 0.014711 | 0.00024518 | 0.092806 | 0.08863 | 0.08863 | 11 | 197 | 0 | 0.022748 | 0.022492 | 0.022492 | 197 | 44
198 | 3.3 | 0 | 0.068056 | 0.0029134 | 0 | 0.068056 | 0.011465 | 0 | 0.014379 | 0.00023965 | 0.092935 | 0.088747 | 0.088747 | 11 | 198 | 0 | 0.022748 | 0.022492 | 0.022492 | 198 | 44
199 | 3.3167 | 0 | 0.068056 | 0.0028477 | 0 | 0.068056 | 0.011207 | 0 | 0.014054 | 0.00023424 | 0.093062 | 0.088863 | 0.088863 | 11 | 199 | 0 | 0.022748 | 0.022492 | 0.022492 | 199 | 44
200 | 3.3333 | 0 | 0.068056 | 0.0027834 | 0 | 0.068056 | 0.010954 | 0 | 0.013737 | 0.00022895 | 0.093185 | 0.088975 | 0.088975 | 11 | 200 | 0 | 0.022748 | 0.022492 | 0.022492 | 200 | 44
201 | 3.35 | 0 | 0.068056 | 0.0027205 | 0 | 0.068056 | 0.010706 | 0 | 0.013427 | 0.00022378 | 0.093306 | 0.089085 | 0.089085 | 11 | 201 | 0 | 0.022748 | 0.022492 | 0.022492 | 201 | 44
202 | 3.3667 | 0 | 0.068056 | 0.0026591 | 0 | 0.068056 | 0.010465 | 0 | 0.013124 | 0.00021873 | 0.093424 | 0.089193 | 0.089193 | 11 | 202 | 0 | 0.022748 | 0.022492 | 0.022492 | 202 | 44
203 | 3.3833 | 0 | 0.068056 | 0.0025991 | 0 | 0.068056 | 0.010228 | 0 | 0.012827 | 0.00021379 | 0.09354 | 0.089298 | 0.089298 | 11 | 203 | 0 | 0.022748 | 0.022492 | 0.022492 | 203 | 44
204 | 3.4 | 0 | 0.068056 | 0.0025404 | 0 | 0.068056 | 0.0099974 | 0 | 0.012538 | 0.00020896 | 0.093653 | 0.089401 | 0.089401 | 11 | 204 | 0 | 0.022748 | 0.022492 | 0.022492 | 204 | 44
205 | 3.4167 | 0 | 0.068056 | 0.0024831 | 0 | 0.068056 | 0.0097718 | 0 | 0.012255 | 0.00020425 | 0.093763 | 0.089501 | 0.089501 | 11 | 205 | 0 | 0.022748 | 0.022492 | 0.022492 | 205 | 44
206 | 3.4333 | 0 | 0.068056 | 0.002427 | 0 | 0.068056 | 0.0095512 | 0 | 0.011978 | 0.00019964 | 0.093871 | 0.089599 | 0.089599 | 11 | 206 | 0 | 0.022748 | 0.022492 | 0.022492 | 206 | 44
207 | 3.45 | 0 | 0.068056 | 0.0023722 | 0 | 0.068056 | 0.0093356 | 0 | 0.011708 | 0.00019513 | 0.093976 | 0.089695 | 0.089695 | 11 | 207 | 0 | 0.022748 | 0.022492 | 0.022492 | 207 | 44
208 | 3.4667 | 0 | 0.068056 | 0.0023187 | 0 | 0.068056 | 0.0091248 | 0 | 0.011443 | 0.00019072 | 0.094079 | 0.089789 | 0.089789 | 11 | 208 | 0 | 0.022748 | 0.022492 | 0.022492 | 208 | 44
209 | 3.4833 | 0 | 0.068056 | 0.0022663 | 0 | 0.068056 | 0.0089188 | 0 | 0.011185 | 0.00018642 | 0.09418 | 0.089881 | 0.089881 | 11 | 209 | 0 | 0.022748 | 0.022492 | 0.022492 | 209 | 44
210 | 3.5 | 0 | 0.068056 | 0.0022152 | 0 | 0.068056 | 0.0087175 | 0 | 0.010933 | 0.00018221 | 0.094278 | 0.08997 | 0.08997 | 11 | 210 | 0 | 0.022748 | 0.022492 | 0.022492 | 210 | 44
211 | 3.5167 | 0 | 0.068056 | 0.0021652 | 0 | 0.068056 | 0.0085207 | 0 | 0.010686 | 0.0001781 | 0.094374 | 0.090058 | 0.090058 | 11 | 211 | 0 | 0.022748 | 0.022492 | 0.022492 | 211 | 44
212 | 3.5333 | 0 | 0.068056 | 0.0021163 | 0 | 0.068056 | 0.0083283 | 0 | 0.010445 | 0.00017408 | 0.094468 | 0.090143 | 0.090143 | 11 | 212 | 0 | 0.022748 | 0.022492 | 0.022492 | 212 | 44
213 | 3.55 | 0 | 0.068056 | 0.0020685 | 0 | 0.068056 | 0.0081403 | 0 | 0.010209 | 0.00017015 | 0.09456 | 0.090227 | 0.090227 | 11 | 213 | 0 | 0.022748 | 0.022492 | 0.022492 | 213 | 44
214 | 3.5667 | 0 | 0.068056 | 0.0020218 | 0 | 0.068056 | 0.0079566 | 0 | 0.0099784 | 0.00016631 | 0.09465 | 0.090309 | 0.090309 | 11 | 214 | 0 | 0.022748 | 0.022492 | 0.022492 | 214 | 44
215 | 3.5833 | 0 | 0.068056 | 0.0019762 | 0 | 0.068056 | 0.0077769 | 0 | 0.0097531 | 0.00016255 | 0.094738 | 0.090389 | 0.090389 | 11 | 215 | 0 | 0.022748 | 0.022492 | 0.022492 | 215 | 44
216 | 3.6 | 0 | 0.068056 | 0.0019316 | 0 | 0.068056 | 0.0076014 | 0 | 0.0095329 | 0.00015888 | 0.094824 | 0.090467 | 0.090467 | 11 | 216 | 0 | 0.022748 | 0.022492 | 0.022492 | 216 | 44
217 | 3.6167 | 0 | 0.068056 | 0.001888 | 0 | 0.068056 | 0.0074298 | 0 | 0.0093177 | 0.0001553 | 0.094907 | 0.090543 | 0.090543 | 11 | 217 | 0 | 0.022748 | 0.022492 | 0.022492 | 217 | 44
218 | 3.6333 | 0 | 0.068056 | 0.0018453 | 0 | 0.068056 | 0.0072621 | 0 | 0.0091074 | 0.00015179 | 0.094989 | 0.090617 | 0.090617 | 11 | 218 | 0 | 0.022748 | 0.022492 | 0.022492 | 218 | 44
219 | 3.65 | 0 | 0.068056 | 0.0018037 | 0 | 0.068056 | 0.0070981 | 0 | 0.0089018 | 0.00014836 | 0.095069 | 0.09069 | 0.09069 | 11 | 219 | 0 | 0.022748 | 0.022492 | 0.022492 | 219 | 44
220 | 3.6667 | 0 | 0.068056 | 0.001763 | 0 | 0.068056 | 0.0069379 | 0 | 0.0087008 | 0.00014501 | 0.095148 | 0.090761 | 0.090761 | 11 | 220 | 0 | 0.022748 | 0.022492 | 0.022492 | 220 | 44
221 | 3.6833 | 0 | 0.068056 | 0.0017232 | 0 | 0.068056 | 0.0067813 | 0 | 0.0085044 | 0.00014174 | 0.095224 | 0.090831 | 0.090831 | 11 | 221 | 0 | 0.022748 | 0.022492 | 0.022492 | 221 | 44
222 | 3.7 | 0 | 0.068056 | 0.0016843 | 0 | 0.068056 | 0.0066282 | 0 | 0.0083124 | 0.00013854 | 0.095299 | 0.090899 | 0.090899 | 11 | 222 | 0 | 0.022748 | 0.022492 | 0.022492 | 222 | 44
223 | 3.7167 | 0 | 0.068056 | 0.0016462 | 0 | 0.068056 | 0.0064785 | 0 | 0.0081248 | 0.00013541 | 0.095372 | 0.090966 | 0.090966 | 10 | 223 | 0 | 0.022748 | 0.022492 | 0.022492 | 223 | 44
224 | 3.7333 | 0 | 0.068056 | 0.0016091 | 0 | 0.068056 | 0.0063323 | 0 | 0.0079414 | 0.00013236 | 0.095444 | 0.09103 | 0.09103 | 10 | 224 | 0 | 0.022748 | 0.022492 | 0.022492 | 224 | 44
225 | 3.75 | 0 | 0.068056 | 0.0015728 | 0 | 0.068056 | 0.0061893 | 0 | 0.0077621 | 0.00012937 | 0.095514 | 0.091094 | 0.091094 | 10 | 225 | 0 | 0.022748 | 0.022492 | 0.022492 | 225 | 44
226 | 3.7667 | 0 | 0.068056 | 0.0015373 | 0 | 0.068056 | 0.0060496 | 0 | 0.0075869 | 0.00012645 | 0.095582 | 0.091156 | 0.091156 | 10 | 226 | 0 | 0.022748 | 0.022492 | 0.022492 | 226 | 44
227 | 3.7833 | 0 | 0.068056 | 0.0015025 | 0 | 0.068056 | 0.0059131 | 0 | 0.0074156 | 0.00012359 | 0.095649 | 0.091217 | 0.091217 | 10 | 227 | 0 | 0.022748 | 0.022492 | 0.022492 | 227 | 44
228 | 3.8 | 0 | 0.068056 | 0.0014686 | 0 | 0.068056 | 0.0057796 | 0 | 0.0072482 | 0.0001208 | 0.095714 | 0.091276 | 0.091276 | 10 | 228 | 0 | 0.022748 | 0.022492 | 0.022492 | 228 | 44
229 | 3.8167 | 0 | 0.068056 | 0.0014355 | 0 | 0.068056 | 0.0056491 | 0 | 0.0070846 | 0.00011808 | 0.095778 | 0.091334 | 0.091334 | 10 | 229 | 0 | 0.022748 | 0.022492 | 0.022492 | 229 | 44
230 | 3.8333 | 0 | 0.068056 | 0.0014031 | 0 | 0.068056 | 0.0055216 | 0 | 0.0069246 | 0.00011541 | 0.09584 | 0.091391 | 0.091391 | 10 | 230 | 0 | 0.022748 | 0.022492 | 0.022492 | 230 | 44
231 | 3.85 | 0 | 0.068056 | 0.0013714 | 0 | 0.068056 | 0.0053969 | 0 | 0.0067683 | 0.00011281 | 0.095901 | 0.091446 | 0.091446 | 10 | 231 | 0 | 0.022748 | 0.022492 | 0.022492 | 231 | 44
232 | 3.8667 | 0 | 0.068056 | 0.0013404 | 0 | 0.068056 | 0.0052751 | 0 | 0.0066155 | 0.00011026 | 0.09596 | 0.0915 | 0.0915 | 10 | 232 | 0 | 0.022748 | 0.022492 | 0.022492 | 232 | 44
233 | 3.8833 | 0 | 0.068056 | 0.0013102 | 0 | 0.068056 | 0.005156 | 0 | 0.0064662 | 0.00010777 | 0.096019 | 0.091553 | 0.091553 | 10 | 233 | 0 | 0.022748 | 0.022492 | 0.022492 | 233 | 44
234 | 3.9 | 0 | 0.068056 | 0.0012806 | 0 | 0.068056 | 0.0050396 | 0 | 0.0063202 | 0.00010534 | 0.096075 | 0.091605 | 0.091605 | 10 | 234 | 0 | 0.022748 | 0.022492 | 0.022492 | 234 | 44
235 | 3.9167 | 0 | 0.068056 | 0.0012517 | 0 | 0.068056 | 0.0049258 | 0 | 0.0061775 | 0.00010296 | 0.096131 | 0.091655 | 0.091655 | 10 | 235 | 0 | 0.022748 | 0.022492 | 0.022492 | 235 | 44
236 | 3.9333 | 0 | 0.068056 | 0.0012234 | 0 | 0.068056 | 0.0048146 | 0 | 0.0060381 | 0.00010063 | 0.096185 | 0.091704 | 0.091704 | 10 | 236 | 0 | 0.022748 | 0.022492 | 0.022492 | 236 | 44
237 | 3.95 | 0 | 0.068056 | 0.0011958 | 0 | 0.068056 | 0.004706 | 0 | 0.0059018 | 9.8363e-05 | 0.096239 | 0.091753 | 0.091753 | 10 | 237 | 0 | 0.022748 | 0.022492 | 0.022492 | 237 | 44
238 | 3.9667 | 0 | 0.068056 | 0.0011688 | 0 | 0.068056 | 0.0045997 | 0 | 0.0057685 | 9.6142e-05 | 0.09629 | 0.0918 | 0.0918 | 10 | 238 | 0 | 0.022748 | 0.022492 | 0.022492 | 238 | 44
239 | 3.9833 | 0 | 0.068056 | 0.0011424 | 0 | 0.068056 | 0.0044959 | 0 | 0.0056383 | 9.3972e-05 | 0.096341 | 0.091846 | 0.091846 | 10 | 239 | 0 | 0.022748 | 0.022492 | 0.022492 | 239 | 44
240 | 4 | 0 | 0.068056 | 0.0011166 | 0 | 0.068056 | 0.0043944 | 0 | 0.005511 | 9.1851e-05 | 0.096391 | 0.091891 | 0.091891 | 10 | 240 | 0 | 0.022748 | 0.022492 | 0.022492 | 240 | 44
241 | 4.0167 | 0 | 0.068056 | 0.0010914 | 0 | 0.068056 | 0.0042952 | 0 | 0.0053866 | 8.9777e-05 | 0.096439 | 0.091935 | 0.091935 | 10 | 241 | 0 | 0.022748 | 0.022492 | 0.022492 | 241 | 44
242 | 4.0333 | 0 | 0.068056 | 0.0010668 | 0 | 0.068056 | 0.0041982 | 0 | 0.005265 | 8.7751e-05 | 0.096487 | 0.091978 | 0.091978 | 10 | 242 | 0 | 0.022748 | 0.022492 | 0.022492 | 242 | 44
243 | 4.05 | 0 | 0.068056 | 0.0010427 | 0 | 0.068056 | 0.0041035 | 0 | 0.0051462 | 8.577e-05 | 0.096533 | 0.09202 | 0.09202 | 10 | 243 | 0 | 0.022748 | 0.022492 | 0.022492 | 243 | 44
244 | 4.0667 | 0 | 0.068056 | 0.0010192 | 0 | 0.068056 | 0.0040108 | 0 | 0.00503 | 8.3833e-05 | 0.096578 | 0.092061 | 0.092061 | 10 | 244 | 0 | 0.022748 | 0.022492 | 0.022492 | 244 | 44
245 | 4.0833 | 0 | 0.068056 | 0.00099617 | 0 | 0.068056 | 0.0039203 | 0 | 0.0049165 | 8.1941e-05 | 0.096622 | 0.092101 | 0.092101 | 10 | 245 | 0 | 0.022748 | 0.022492 | 0.022492 | 245 | 44
246 | 4.1 | 0 | 0.068056 | 0.00097368 | 0 | 0.068056 | 0.0038318 | 0 | 0.0048055 | 8.0091e-05 | 0.096666 | 0.092141 | 0.092141 | 10 | 246 | 0 | 0.022748 | 0.022492 | 0.022492 | 246 | 44
247 | 4.1167 | 0 | 0.068056 | 0.0009517 | 0 | 0.068056 | 0.0037453 | 0 | 0.004697 | 7.8283e-05 | 0.096708 | 0.092179 | 0.092179 | 10 | 247 | 0 | 0.022748 | 0.022492 | 0.022492 | 247 | 44
248 | 4.1333 | 0 | 0.068056 | 0.00093022 | 0 | 0.068056 | 0.0036607 | 0 | 0.004591 | 7.6516e-05 | 0.096749 | 0.092216 | 0.092216 | 10 | 248 | 0 | 0.022748 | 0.022492 | 0.022492 | 248 | 44
249 | 4.15 | 0 | 0.068056 | 0.00090922 | 0 | 0.068056 | 0.0035781 | 0 | 0.0044873 | 7.4789e-05 | 0.09679 | 0.092253 | 0.092253 | 10 | 249 | 0 | 0.022748 | 0.022492 | 0.022492 | 249 | 44
250 | 4.1667 | 0 | 0.068056 | 0.00088869 | 0 | 0.068056 | 0.0034973 | 0 | 0.004386 | 7.31e-05 | 0.096829 | 0.092289 | 0.092289 | 10 | 250 | 0 | 0.022748 | 0.022492 | 0.022492 | 250 | 44
251 | 4.1833 | 0 | 0.068056 | 0.00086863 | 0 | 0.068056 | 0.0034184 | 0 | 0.004287 | 7.145e-05 | 0.096868 | 0.092324 | 0.092324 | 10 | 251 | 0 | 0.022748 | 0.022492 | 0.022492 | 251 | 44
252 | 4.2 | 0 | 0.068056 | 0.00084902 | 0 | 0.068056 | 0.0033412 | 0 | 0.0041902 | 6.9837e-05 | 0.096905 | 0.092358 | 0.092358 | 10 | 252 | 0 | 0.022748 | 0.022492 | 0.022492 | 252 | 44
253 | 4.2167 | 0 | 0.068056 | 0.00082986 | 0 | 0.068056 | 0.0032658 | 0 | 0.0040956 | 6.826e-05 | 0.096942 | 0.092392 | 0.092392 | 10 | 253 | 0 | 0.022748 | 0.022492 | 0.022492 | 253 | 44
254 | 4.2333 | 0 | 0.068056 | 0.00081112 | 0 | 0.068056 | 0.003192 | 0 | 0.0040032 | 6.672e-05 | 0.096978 | 0.092424 | 0.092424 | 10 | 254 | 0 | 0.022748 | 0.022492 | 0.022492 | 254 | 44
255 | 4.25 | 0 | 0.068056 | 0.00079281 | 0 | 0.068056 | 0.00312 | 0 | 0.0039128 | 6.5213e-05 | 0.097014 | 0.092456 | 0.092456 | 10 | 255 | 0 | 0.022748 | 0.022492 | 0.022492 | 255 | 44
256 | 4.2667 | 0 | 0.068056 | 0.00077491 | 0 | 0.068056 | 0.0030496 | 0 | 0.0038245 | 6.3741e-05 | 0.097048 | 0.092488 | 0.092488 | 10 | 256 | 0 | 0.022748 | 0.022492 | 0.022492 | 256 | 44
257 | 4.2833 | 0 | 0.068056 | 0.00075742 | 0 | 0.068056 | 0.0029807 | 0 | 0.0037381 | 6.2302e-05 | 0.097082 | 0.092518 | 0.092518 | 10 | 257 | 0 | 0.022748 | 0.022492 | 0.022492 | 257 | 44
258 | 4.3 | 0 | 0.068056 | 0.00074032 | 0 | 0.068056 | 0.0029134 | 0 | 0.0036537 | 6.0896e-05 | 0.097115 | 0.092548 | 0.092548 | 10 | 258 | 0 | 0.022748 | 0.022492 | 0.022492 | 258 | 44
259 | 4.3167 | 0 | 0.068056 | 0.00072361 | 0 | 0.068056 | 0.0028477 | 0 | 0.0035713 | 5.9521e-05 | 0.097147 | 0.092577 | 0.092577 | 10 | 259 | 0 | 0.022748 | 0.022492 | 0.022492 | 259 | 44
260 | 4.3333 | 0 | 0.068056 | 0.00070727 | 0 | 0.068056 | 0.0027834 | 0 | 0.0034906 | 5.8177e-05 | 0.097178 | 0.092606 | 0.092606 | 10 | 260 | 0 | 0.022748 | 0.022492 | 0.022492 | 260 | 44
261 | 4.35 | 0 | 0.068056 | 0.00069131 | 0 | 0.068056 | 0.0027205 | 0 | 0.0034118 | 5.6864e-05 | 0.097209 | 0.092633 | 0.092633 | 10 | 261 | 0 | 0.022748 | 0.022492 | 0.022492 | 261 | 44
262 | 4.3667 | 0 | 0.068056 | 0.0006757 | 0 | 0.068056 | 0.0026591 | 0 | 0.0033348 | 5.558e-05 | 0.097239 | 0.092661 | 0.092661 | 10 | 262 | 0 | 0.022748 | 0.022492 | 0.022492 | 262 | 44
263 | 4.3833 | 0 | 0.068056 | 0.00066045 | 0 | 0.068056 | 0.0025991 | 0 | 0.0032595 | 5.4326e-05 | 0.097268 | 0.092687 | 0.092687 | 10 | 263 | 0 | 0.022748 | 0.022492 | 0.022492 | 263 | 44
264 | 4.4 | 0 | 0.068056 | 0.00064554 | 0 | 0.068056 | 0.0025404 | 0 | 0.003186 | 5.3099e-05 | 0.097297 | 0.092713 | 0.092713 | 10 | 264 | 0 | 0.022748 | 0.022492 | 0.022492 | 264 | 44
265 | 4.4167 | 0 | 0.068056 | 0.00063097 | 0 | 0.068056 | 0.0024831 | 0 | 0.003114 | 5.1901e-05 | 0.097325 | 0.092739 | 0.092739 | 10 | 265 | 0 | 0.022748 | 0.022492 | 0.022492 | 265 | 44
266 | 4.4333 | 0 | 0.068056 | 0.00061672 | 0 | 0.068056 | 0.002427 | 0 | 0.0030437 | 5.0729e-05 | 0.097352 | 0.092764 | 0.092764 | 10 | 266 | 0 | 0.022748 | 0.022492 | 0.022492 | 266 | 44
267 | 4.45 | 0 | 0.068056 | 0.0006028 | 0 | 0.068056 | 0.0023722 | 0 | 0.002975 | 4.9584e-05 | 0.097379 | 0.092788 | 0.092788 | 10 | 267 | 0 | 0.022748 | 0.022492 | 0.022492 | 267 | 44
268 | 4.4667 | 0 | 0.068056 | 0.00058919 | 0 | 0.068056 | 0.0023187 | 0 | 0.0029079 | 4.8464e-05 | 0.097405 | 0.092812 | 0.092812 | 10 | 268 | 0 | 0.022748 | 0.022492 | 0.022492 | 268 | 44
269 | 4.4833 | 0 | 0.068056 | 0.00057589 | 0 | 0.068056 | 0.0022663 | 0 | 0.0028422 | 4.737e-05 | 0.097431 | 0.092835 | 0.092835 | 10 | 269 | 0 | 0.022748 | 0.022492 | 0.022492 | 269 | 44
270 | 4.5 | 0 | 0.068056 | 0.00056289 | 0 | 0.068056 | 0.0022152 | 0 | 0.0027781 | 4.6301e-05 | 0.097456 | 0.092858 | 0.092858 | 10 | 270 | 0 | 0.022748 | 0.022492 | 0.022492 | 270 | 44
271 | 4.5167 | 0 | 0.068056 | 0.00055018 | 0 | 0.068056 | 0.0021652 | 0 | 0.0027153 | 4.5256e-05 | 0.09748 | 0.09288 | 0.09288 | 10 | 271 | 0 | 0.022748 | 0.022492 | 0.022492 | 271 | 44
272 | 4.5333 | 0 | 0.068056 | 0.00053776 | 0 | 0.068056 | 0.0021163 | 0 | 0.0026541 | 4.4234e-05 | 0.097504 | 0.092901 | 0.092901 | 10 | 272 | 0 | 0.022748 | 0.022492 | 0.022492 | 272 | 44
273 | 4.55 | 0 | 0.068056 | 0.00052562 | 0 | 0.068056 | 0.0020685 | 0 | 0.0025941 | 4.3236e-05 | 0.097527 | 0.092923 | 0.092923 | 10 | 273 | 0 | 0.022748 | 0.022492 | 0.022492 | 273 | 44
274 | 4.5667 | 0 | 0.068056 | 0.00051376 | 0 | 0.068056 | 0.0020218 | 0 | 0.0025356 | 4.226e-05 | 0.09755 | 0.092943 | 0.092943 | 10 | 274 | 0 | 0.022748 | 0.022492 | 0.022492 | 274 | 44
275 | 4.5833 | 0 | 0.068056 | 0.00050216 | 0 | 0.068056 | 0.0019762 | 0 | 0.0024783 | 4.1306e-05 | 0.097573 | 0.092963 | 0.092963 | 10 | 275 | 0 | 0.022748 | 0.022492 | 0.022492 | 275 | 44
276 | 4.6 | 0 | 0.068056 | 0.00049082 | 0 | 0.068056 | 0.0019316 | 0 | 0.0024224 | 4.0373e-05 | 0.097594 | 0.092983 | 0.092983 | 10 | 276 | 0 | 0.022748 | 0.022492 | 0.022492 | 276 | 44
277 | 4.6167 | 0 | 0.068056 | 0.00047974 | 0 | 0.068056 | 0.001888 | 0 | 0.0023677 | 3.9462e-05 | 0.097616 | 0.093003 | 0.093003 | 10 | 277 | 0 | 0.022748 | 0.022492 | 0.022492 | 277 | 44
278 | 4.6333 | 0 | 0.068056 | 0.00046891 | 0 | 0.068056 | 0.0018453 | 0 | 0.0023143 | 3.8571e-05 | 0.097636 | 0.093021 | 0.093021 | 10 | 278 | 0 | 0.022748 | 0.022492 | 0.022492 | 278 | 44
279 | 4.65 | 0 | 0.068056 | 0.00045833 | 0 | 0.068056 | 0.0018037 | 0 | 0.002262 | 3.77e-05 | 0.097657 | 0.09304 | 0.09304 | 10 | 279 | 0 | 0.022748 | 0.022492 | 0.022492 | 279 | 44
280 | 4.6667 | 0 | 0.068056 | 0.00044798 | 0 | 0.068056 | 0.001763 | 0 | 0.0022109 | 3.6849e-05 | 0.097677 | 0.093058 | 0.093058 | 10 | 280 | 0 | 0.022748 | 0.022492 | 0.022492 | 280 | 44
281 | 4.6833 | 0 | 0.068056 | 0.00043787 | 0 | 0.068056 | 0.0017232 | 0 | 0.002161 | 3.6017e-05 | 0.097696 | 0.093076 | 0.093076 | 10 | 281 | 0 | 0.022748 | 0.022492 | 0.022492 | 281 | 44
282 | 4.7 | 0 | 0.068056 | 0.00042798 | 0 | 0.068056 | 0.0016843 | 0 | 0.0021122 | 3.5204e-05 | 0.097715 | 0.093093 | 0.093093 | 10 | 282 | 0 | 0.022748 | 0.022492 | 0.022492 | 282 | 44
283 | 4.7167 | 0 | 0.068056 | 0.00041832 | 0 | 0.068056 | 0.0016462 | 0 | 0.0020646 | 3.4409e-05 | 0.097734 | 0.09311 | 0.09311 | 10 | 283 | 0 | 0.022748 | 0.022492 | 0.022492 | 283 | 44
284 | 4.7333 | 0 | 0.068056 | 0.00040888 | 0 | 0.068056 | 0.0016091 | 0 | 0.002018 | 3.3633e-05 | 0.097752 | 0.093126 | 0.093126 | 10 | 284 | 0 | 0.022748 | 0.022492 | 0.022492 | 284 | 44
285 | 4.75 | 0 | 0.068056 | 0.00039965 | 0 | 0.068056 | 0.0015728 | 0 | 0.0019724 | 3.2873e-05 | 0.09777 | 0.093142 | 0.093142 | 10 | 285 | 0 | 0.022748 | 0.022492 | 0.022492 | 285 | 44
286 | 4.7667 | 0 | 0.068056 | 0.00039063 | 0 | 0.068056 | 0.0015373 | 0 | 0.0019279 | 3.2131e-05 | 0.097787 | 0.093158 | 0.093158 | 10 | 286 | 0 | 0.022748 | 0.022492 | 0.022492 | 286 | 44
287 | 4.7833 | 0 | 0.068056 | 0.00038181 | 0 | 0.068056 | 0.0015025 | 0 | 0.0018844 | 3.1406e-05 | 0.097804 | 0.093173 | 0.093173 | 10 | 287 | 0 | 0.022748 | 0.022492 | 0.022492 | 287 | 44
288 | 4.8 | 0 | 0.068056 | 0.00037319 | 0 | 0.068056 | 0.0014686 | 0 | 0.0018418 | 3.0697e-05 | 0.097821 | 0.093188 | 0.093188 | 10 | 288 | 0 | 0.022748 | 0.022492 | 0.022492 | 288 | 44
289 | 4.8167 | 0 | 0.068056 | 0.00036476 | 0 | 0.068056 | 0.0014355 | 0 | 0.0018002 | 3.0004e-05 | 0.097837 | 0.093203 | 0.093203 | 10 | 289 | 0 | 0.022748 | 0.022492 | 0.022492 | 289 | 44
290 | 4.8333 | 0 | 0.068056 | 0.00035653 | 0 | 0.068056 | 0.0014031 | 0 | 0.0017596 | 2.9327e-05 | 0.097853 | 0.093217 | 0.093217 | 10 | 290 | 0 | 0.022748 | 0.022492 | 0.022492 | 290 | 44
291 | 4.85 | 0 | 0.068056 | 0.00034848 | 0 | 0.068056 | 0.0013714 | 0 | 0.0017199 | 2.8665e-05 | 0.097868 | 0.093231 | 0.093231 | 10 | 291 | 0 | 0.022748 | 0.022492 | 0.022492 | 291 | 44
292 | 4.8667 | 0 | 0.068056 | 0.00034061 | 0 | 0.068056 | 0.0013404 | 0 | 0.0016811 | 2.8018e-05 | 0.097883 | 0.093245 | 0.093245 | 10 | 292 | 0 | 0.022748 | 0.022492 | 0.022492 | 292 | 44
293 | 4.8833 | 0 | 0.068056 | 0.00033293 | 0 | 0.068056 | 0.0013102 | 0 | 0.0016431 | 2.7385e-05 | 0.097898 | 0.093259 | 0.093259 | 10 | 293 | 0 | 0.022748 | 0.022492 | 0.022492 | 293 | 44
294 | 4.9 | 0 | 0.068056 | 0.00032541 | 0 | 0.068056 | 0.0012806 | 0 | 0.001606 | 2.6767e-05 | 0.097912 | 0.093272 | 0.093272 | 10 | 294 | 0 | 0.022748 | 0.022492 | 0.022492 | 294 | 44
295 | 4.9167 | 0 | 0.068056 | 0.00031806 | 0 | 0.068056 | 0.0012517 | 0 | 0.0015698 | 2.6163e-05 | 0.097927 | 0.093285 | 0.093285 | 10 | 295 | 0 | 0.022748 | 0.022492 | 0.022492 | 295 | 44
296 | 4.9333 | 0 | 0.068056 | 0.00031088 | 0 | 0.068056 | 0.0012234 | 0 | 0.0015343 | 2.5572e-05 | 0.09794 | 0.093297 | 0.093297 | 10 | 296 | 0 | 0.022748 | 0.022492 | 0.022492 | 296 | 44
297 | 4.95 | 0 | 0.068056 | 0.00030387 | 0 | 0.068056 | 0.0011958 | 0 | 0.0014997 | 2.4995e-05 | 0.097954 | 0.093309 | 0.093309 | 10 | 297 | 0 | 0.022748 | 0.022492 | 0.022492 | 297 | 44
298 | 4.9667 | 0 | 0.068056 | 0.00029701 | 0 | 0.068056 | 0.0011688 | 0 | 0.0014658 | 2.443e-05 | 0.097967 | 0.093321 | 0.093321 | 10 | 298 | 0 | 0.022748 | 0.022492 | 0.022492 | 298 | 44
299 | 4.9833 | 0 | 0.068056 | 0.0002903 | 0 | 0.068056 | 0.0011424 | 0 | 0.0014327 | 2.3879e-05 | 0.09798 | 0.093333 | 0.093333 | 10 | 299 | 0 | 0.022748 | 0.022492 | 0.022492 | 299 | 44
300 | 5 | 0 | 0.068056 | 0.00028375 | 0 | 0.068056 | 0.0011166 | 0 | 0.0014004 | 2.334e-05 | 0.097993 | 0.093344 | 0.093344 | 10 | 300 | 0 | 0.022748 | 0.022492 | 0.022492 | 300 | 44
301 | 5.0167 | 0 | 0.068056 | 0.00027734 | 0 | 0.068056 | 0.0010914 | 0 | 0.0013688 | 2.2813e-05 | 0.098005 | 0.093356 | 0.093356 | 10 | 301 | 0 | 0.022748 | 0.022492 | 0.022492 | 301 | 44
302 | 5.0333 | 0 | 0.068056 | 0.00027108 | 0 | 0.068056 | 0.0010668 | 0 | 0.0013379 | 2.2298e-05 | 0.098017 | 0.093366 | 0.093366 | 10 | 302 | 0 | 0.022748 | 0.022492 | 0.022492 | 302 | 44
303 | 5.05 | 0 | 0.068056 | 0.00026496 | 0 | 0.068056 | 0.0010427 | 0 | 0.0013077 | 2.1795e-05 | 0.098029 | 0.093377 | 0.093377 | 10 | 303 | 0 | 0.022748 | 0.022492 | 0.022492 | 303 | 44
304 | 5.0667 | 0 | 0.068056 | 0.00025898 | 0 | 0.068056 | 0.0010192 | 0 | 0.0012782 | 2.1303e-05 | 0.09804 | 0.093388 | 0.093388 | 10 | 304 | 0 | 0.022748 | 0.022492 | 0.022492 | 304 | 44
305 | 5.0833 | 0 | 0.068056 | 0.00025313 | 0 | 0.068056 | 0.00099617 | 0 | 0.0012493 | 2.0822e-05 | 0.098051 | 0.093398 | 0.093398 | 10 | 305 | 0 | 0.022748 | 0.022492 | 0.022492 | 305 | 44
306 | 5.1 | 0 | 0.068056 | 0.00024742 | 0 | 0.068056 | 0.00097368 | 0 | 0.0012211 | 2.0352e-05 | 0.098062 | 0.093408 | 0.093408 | 10 | 306 | 0 | 0.022748 | 0.022492 | 0.022492 | 306 | 44
307 | 5.1167 | 0 | 0.068056 | 0.00024183 | 0 | 0.068056 | 0.0009517 | 0 | 0.0011935 | 1.9892e-05 | 0.098073 | 0.093417 | 0.093417 | 10 | 307 | 0 | 0.022748 | 0.022492 | 0.022492 | 307 | 44
308 | 5.1333 | 0 | 0.068056 | 0.00023637 | 0 | 0.068056 | 0.00093022 | 0 | 0.0011666 | 1.9443e-05 | 0.098084 | 0.093427 | 0.093427 | 10 | 308 | 0 | 0.022748 | 0.022492 | 0.022492 | 308 | 44
309 | 5.15 | 0 | 0.068056 | 0.00023104 | 0 | 0.068056 | 0.00090922 | 0 | 0.0011403 | 1.9004e-05 | 0.098094 | 0.093436 | 0.093436 | 10 | 309 | 0 | 0.022748 | 0.022492 | 0.022492 | 309 | 44
310 | 5.1667 | 0 | 0.068056 | 0.00022582 | 0 | 0.068056 | 0.00088869 | 0 | 0.0011145 | 1.8575e-05 | 0.098104 | 0.093445 | 0.093445 | 10 | 310 | 0 | 0.022748 | 0.022492 | 0.022492 | 310 | 44
311 | 5.1833 | 0 | 0.068056 | 0.00022073 | 0 | 0.068056 | 0.00086863 | 0 | 0.0010894 | 1.8156e-05 | 0.098114 | 0.093454 | 0.093454 | 10 | 311 | 0 | 0.022748 | 0.022492 | 0.022492 | 311 | 44
312 | 5.2 | 0 | 0.068056 | 0.00021574 | 0 | 0.068056 | 0.00084902 | 0 | 0.0010648 | 1.7746e-05 | 0.098123 | 0.093463 | 0.093463 | 10 | 312 | 0 | 0.022748 | 0.022492 | 0.022492 | 312 | 44
313 | 5.2167 | 0 | 0.068056 | 0.00021087 | 0 | 0.068056 | 0.00082986 | 0 | 0.0010407 | 1.7345e-05 | 0.098133 | 0.093471 | 0.093471 | 10 | 313 | 0 | 0.022748 | 0.022492 | 0.022492 | 313 | 44
314 | 5.2333 | 0 | 0.068056 | 0.00020611 | 0 | 0.068056 | 0.00081112 | 0 | 0.0010172 | 1.6954e-05 | 0.098142 | 0.09348 | 0.09348 | 10 | 314 | 0 | 0.022748 | 0.022492 | 0.022492 | 314 | 44
315 | 5.25 | 0 | 0.068056 | 0.00020146 | 0 | 0.068056 | 0.00079281 | 0 | 0.00099427 | 1.6571e-05 | 0.098151 | 0.093488 | 0.093488 | 10 | 315 | 0 | 0.022748 | 0.022492 | 0.022492 | 315 | 44
316 | 5.2667 | 0 | 0.068056 | 0.00019691 | 0 | 0.068056 | 0.00077491 | 0 | 0.00097182 | 1.6197e-05 | 0.09816 | 0.093496 | 0.093496 | 10 | 316 | 0 | 0.022748 | 0.022492 | 0.022492 | 316 | 44
317 | 5.2833 | 0 | 0.068056 | 0.00019247 | 0 | 0.068056 | 0.00075742 | 0 | 0.00094989 | 1.5831e-05 | 0.098168 | 0.093504 | 0.093504 | 10 | 317 | 0 | 0.022748 | 0.022492 | 0.022492 | 317 | 44
318 | 5.3 | 0 | 0.068056 | 0.00018812 | 0 | 0.068056 | 0.00074032 | 0 | 0.00092844 | 1.5474e-05 | 0.098176 | 0.093511 | 0.093511 | 10 | 318 | 0 | 0.022748 | 0.022492 | 0.022492 | 318 | 44
319 | 5.3167 | 0 | 0.068056 | 0.00018387 | 0 | 0.068056 | 0.00072361 | 0 | 0.00090748 | 1.5125e-05 | 0.098185 | 0.093519 | 0.093519 | 10 | 319 | 0 | 0.022748 | 0.022492 | 0.022492 | 319 | 44
320 | 5.3333 | 0 | 0.068056 | 0.00017972 | 0 | 0.068056 | 0.00070727 | 0 | 0.000887 | 1.4783e-05 | 0.098193 | 0.093526 | 0.093526 | 10 | 320 | 0 | 0.022748 | 0.022492 | 0.022492 | 320 | 44
321 | 5.35 | 0 | 0.068056 | 0.00017567 | 0 | 0.068056 | 0.00069131 | 0 | 0.00086697 | 1.445e-05 | 0.0982 | 0.093533 | 0.093533 | 10 | 321 | 0 | 0.022748 | 0.022492 | 0.022492 | 321 | 44
322 | 5.3667 | 0 | 0.068056 | 0.0001717 | 0 | 0.068056 | 0.0006757 | 0 | 0.0008474 | 1.4123e-05 | 0.098208 | 0.09354 | 0.09354 | 10 | 322 | 0 | 0.022748 | 0.022492 | 0.022492 | 322 | 44
323 | 5.3833 | 0 | 0.068056 | 0.00016782 | 0 | 0.068056 | 0.00066045 | 0 | 0.00082827 | 1.3805e-05 | 0.098216 | 0.093546 | 0.093546 | 10 | 323 | 0 | 0.022748 | 0.022492 | 0.022492 | 323 | 44
324 | 5.4 | 0 | 0.068056 | 0.00016404 | 0 | 0.068056 | 0.00064554 | 0 | 0.00080957 | 1.3493e-05 | 0.098223 | 0.093553 | 0.093553 | 10 | 324 | 0 | 0.022748 | 0.022492 | 0.022492 | 324 | 44
325 | 5.4167 | 0 | 0.068056 | 0.00016033 | 0 | 0.068056 | 0.00063097 | 0 | 0.0007913 | 1.3188e-05 | 0.09823 | 0.09356 | 0.09356 | 10 | 325 | 0 | 0.022748 | 0.022492 | 0.022492 | 325 | 44
326 | 5.4333 | 0 | 0.068056 | 0.00015671 | 0 | 0.068056 | 0.00061672 | 0 | 0.00077344 | 1.2891e-05 | 0.098237 | 0.093566 | 0.093566 | 10 | 326 | 0 | 0.022748 | 0.022492 | 0.022492 | 326 | 44
327 | 5.45 | 0 | 0.068056 | 0.00015318 | 0 | 0.068056 | 0.0006028 | 0 | 0.00075598 | 1.26e-05 | 0.098244 | 0.093572 | 0.093572 | 10 | 327 | 0 | 0.022748 | 0.022492 | 0.022492 | 327 | 44
328 | 5.4667 | 0 | 0.068056 | 0.00014972 | 0 | 0.068056 | 0.00058919 | 0 | 0.00073891 | 1.2315e-05 | 0.09825 | 0.093578 | 0.093578 | 10 | 328 | 0 | 0.022748 | 0.022492 | 0.022492 | 328 | 44
329 | 5.4833 | 0 | 0.068056 | 0.00014634 | 0 | 0.068056 | 0.00057589 | 0 | 0.00072223 | 1.2037e-05 | 0.098257 | 0.093584 | 0.093584 | 10 | 329 | 0 | 0.022748 | 0.022492 | 0.022492 | 329 | 44
330 | 5.5 | 0 | 0.068056 | 0.00014303 | 0 | 0.068056 | 0.00056289 | 0 | 0.00070592 | 1.1765e-05 | 0.098263 | 0.09359 | 0.09359 | 10 | 330 | 0 | 0.022748 | 0.022492 | 0.022492 | 330 | 44
331 | 5.5167 | 0 | 0.068056 | 0.00013981 | 0 | 0.068056 | 0.00055018 | 0 | 0.00068999 | 1.15e-05 | 0.098269 | 0.093595 | 0.093595 | 10 | 331 | 0 | 0.022748 | 0.022492 | 0.022492 | 331 | 44
332 | 5.5333 | 0 | 0.068056 | 0.00013665 | 0 | 0.068056 | 0.00053776 | 0 | 0.00067441 | 1.124e-05 | 0.098275 | 0.093601 | 0.093601 | 10 | 332 | 0 | 0.022748 | 0.022492 | 0.022492 | 332 | 44
333 | 5.55 | 0 | 0.068056 | 0.00013356 | 0 | 0.068056 | 0.00052562 | 0 | 0.00065919 | 1.0986e-05 | 0.098281 | 0.093606 | 0.093606 | 10 | 333 | 0 | 0.022748 | 0.022492 | 0.022492 | 333 | 44
334 | 5.5667 | 0 | 0.068056 | 0.00013055 | 0 | 0.068056 | 0.00051376 | 0 | 0.00064431 | 1.0738e-05 | 0.098287 | 0.093611 | 0.093611 | 10 | 334 | 0 | 0.022748 | 0.022492 | 0.022492 | 334 | 44
335 | 5.5833 | 0 | 0.068056 | 0.0001276 | 0 | 0.068056 | 0.00050216 | 0 | 0.00062976 | 1.0496e-05 | 0.098293 | 0.093617 | 0.093617 | 10 | 335 | 0 | 0.022748 | 0.022492 | 0.022492 | 335 | 44
336 | 5.6 | 0 | 0.068056 | 0.00012472 | 0 | 0.068056 | 0.00049082 | 0 | 0.00061555 | 1.0259e-05 | 0.098298 | 0.093622 | 0.093622 | 10 | 336 | 0 | 0.022748 | 0.022492 | 0.022492 | 336 | 44
337 | 5.6167 | 0 | 0.068056 | 0.00012191 | 0 | 0.068056 | 0.00047974 | 0 | 0.00060165 | 1.0027e-05 | 0.098304 | 0.093627 | 0.093627 | 10 | 337 | 0 | 0.022748 | 0.022492 | 0.022492 | 337 | 44
338 | 5.6333 | 0 | 0.068056 | 0.00011915 | 0 | 0.068056 | 0.00046891 | 0 | 0.00058807 | 9.8011e-06 | 0.098309 | 0.093631 | 0.093631 | 10 | 338 | 0 | 0.022748 | 0.022492 | 0.022492 | 338 | 44
339 | 5.65 | 0 | 0.068056 | 0.00011646 | 0 | 0.068056 | 0.00045833 | 0 | 0.00057479 | 9.5799e-06 | 0.098314 | 0.093636 | 0.093636 | 10 | 339 | 0 | 0.022748 | 0.022492 | 0.022492 | 339 | 44
340 | 5.6667 | 0 | 0.068056 | 0.00011384 | 0 | 0.068056 | 0.00044798 | 0 | 0.00056182 | 9.3636e-06 | 0.098319 | 0.093641 | 0.093641 | 10 | 340 | 0 | 0.022748 | 0.022492 | 0.022492 | 340 | 44
341 | 5.6833 | 0 | 0.068056 | 0.00011127 | 0 | 0.068056 | 0.00043787 | 0 | 0.00054913 | 9.1522e-06 | 0.098324 | 0.093645 | 0.093645 | 10 | 341 | 0 | 0.022748 | 0.022492 | 0.022492 | 341 | 44
342 | 5.7 | 0 | 0.068056 | 0.00010875 | 0 | 0.068056 | 0.00042798 | 0 | 0.00053674 | 8.9456e-06 | 0.098329 | 0.093649 | 0.093649 | 10 | 342 | 0 | 0.022748 | 0.022492 | 0.022492 | 342 | 44
343 | 5.7167 | 0 | 0.068056 | 0.0001063 | 0 | 0.068056 | 0.00041832 | 0 | 0.00052462 | 8.7437e-06 | 0.098334 | 0.093654 | 0.093654 | 10 | 343 | 0 | 0.022748 | 0.022492 | 0.022492 | 343 | 44
344 | 5.7333 | 0 | 0.068056 | 0.0001039 | 0 | 0.068056 | 0.00040888 | 0 | 0.00051278 | 8.5463e-06 | 0.098338 | 0.093658 | 0.093658 | 10 | 344 | 0 | 0.022748 | 0.022492 | 0.022492 | 344 | 44
345 | 5.75 | 0 | 0.068056 | 0.00010155 | 0 | 0.068056 | 0.00039965 | 0 | 0.0005012 | 8.3534e-06 | 0.098343 | 0.093662 | 0.093662 | 10 | 345 | 0 | 0.022748 | 0.022492 | 0.022492 | 345 | 44
346 | 5.7667 | 0 | 0.068056 | 9.9261e-05 | 0 | 0.068056 | 0.00039063 | 0 | 0.00048989 | 8.1648e-06 | 0.098347 | 0.093666 | 0.093666 | 10 | 346 | 0 | 0.022748 | 0.022492 | 0.022492 | 346 | 44
347 | 5.7833 | 0 | 0.068056 | 9.702e-05 | 0 | 0.068056 | 0.00038181 | 0 | 0.00047883 | 7.9805e-06 | 0.098352 | 0.09367 | 0.09367 | 10 | 347 | 0 | 0.022748 | 0.022492 | 0.022492 | 347 | 44
348 | 5.8 | 0 | 0.068056 | 9.483e-05 | 0 | 0.068056 | 0.00037319 | 0 | 0.00046802 | 7.8003e-06 | 0.098356 | 0.093674 | 0.093674 | 10 | 348 | 0 | 0.022748 | 0.022492 | 0.022492 | 348 | 44
349 | 5.8167 | 0 | 0.068056 | 9.2689e-05 | 0 | 0.068056 | 0.00036476 | 0 | 0.00045745 | 7.6242e-06 | 0.09836 | 0.093677 | 0.093677 | 10 | 349 | 0 | 0.022748 | 0.022492 | 0.022492 | 349 | 44
350 | 5.8333 | 0 | 0.068056 | 9.0597e-05 | 0 | 0.068056 | 0.00035653 | 0 | 0.00044713 | 7.4521e-06 | 0.098364 | 0.093681 | 0.093681 | 10 | 350 | 0 | 0.022748 | 0.022492 | 0.022492 | 350 | 44
351 | 5.85 | 0 | 0.068056 | 8.8552e-05 | 0 | 0.068056 | 0.00034848 | 0 | 0.00043703 | 7.2839e-06 | 0.098368 | 0.093685 | 0.093685 | 10 | 351 | 0 | 0.022748 | 0.022492 | 0.022492 | 351 | 44
352 | 5.8667 | 0 | 0.068056 | 8.6553e-05 | 0 | 0.068056 | 0.00034061 | 0 | 0.00042717 | 7.1195e-06 | 0.098372 | 0.093688 | 0.093688 | 10 | 352 | 0 | 0.022748 | 0.022492 | 0.022492 | 352 | 44
353 | 5.8833 | 0 | 0.068056 | 8.4599e-05 | 0 | 0.068056 | 0.00033293 | 0 | 0.00041752 | 6.9587e-06 | 0.098376 | 0.093692 | 0.093692 | 10 | 353 | 0 | 0.022748 | 0.022492 | 0.022492 | 353 | 44
354 | 5.9 | 0 | 0.068056 | 8.2689e-05 | 0 | 0.068056 | 0.00032541 | 0 | 0.0004081 | 6.8016e-06 | 0.098379 | 0.093695 | 0.093695 | 10 | 354 | 0 | 0.022748 | 0.022492 | 0.022492 | 354 | 44
355 | 5.9167 | 0 | 0.068056 | 8.0822e-05 | 0 | 0.068056 | 0.00031806 | 0 | 0.00039889 | 6.6481e-06 | 0.098383 | 0.093698 | 0.093698 | 10 | 355 | 0 | 0.022748 | 0.022492 | 0.022492 | 355 | 44
356 | 5.9333 | 0 | 0.068056 | 7.8998e-05 | 0 | 0.068056 | 0.00031088 | 0 | 0.00038988 | 6.498e-06 | 0.098386 | 0.093701 | 0.093701 | 10 | 356 | 0 | 0.022748 | 0.022492 | 0.022492 | 356 | 44
357 | 5.95 | 0 | 0.068056 | 7.7214e-05 | 0 | 0.068056 | 0.00030387 | 0 | 0.00038108 | 6.3513e-06 | 0.09839 | 0.093704 | 0.093704 | 10 | 357 | 0 | 0.022748 | 0.022492 | 0.022492 | 357 | 44
358 | 5.9667 | 0 | 0.068056 | 7.5471e-05 | 0 | 0.068056 | 0.00029701 | 0 | 0.00037248 | 6.208e-06 | 0.098393 | 0.093707 | 0.093707 | 10 | 358 | 0 | 0.022748 | 0.022492 | 0.022492 | 358 | 44
359 | 5.9833 | 0 | 0.068056 | 7.3768e-05 | 0 | 0.068056 | 0.0002903 | 0 | 0.00036407 | 6.0678e-06 | 0.098396 | 0.09371 | 0.09371 | 10 | 359 | 0 | 0.022748 | 0.022492 | 0.022492 | 359 | 44
360 | 6 | 0 | 0.068056 | 7.2102e-05 | 0 | 0.068056 | 0.00028375 | 0 | 0.00035585 | 5.9308e-06 | 0.0984 | 0.093713 | 0.093713 | 10 | 360 | 0 | 0.022748 | 0.022492 | 0.022492 | 360 | 44
361 | 6.0167 | 0 | 0.068056 | 7.0475e-05 | 0 | 0.068056 | 0.00027734 | 0 | 0.00034782 | 5.7969e-06 | 0.098403 | 0.093716 | 0.093716 | 10 | 361 | 0 | 0.022748 | 0.022492 | 0.022492 | 361 | 44
362 | 6.0333 | 0 | 0.068056 | 6.8884e-05 | 0 | 0.068056 | 0.00027108 | 0 | 0.00033996 | 5.6661e-06 | 0.098406 | 0.093719 | 0.093719 | 10 | 362 | 0 | 0.022748 | 0.022492 | 0.022492 | 362 | 44
363 | 6.05 | 0 | 0.068056 | 6.7329e-05 | 0 | 0.068056 | 0.00026496 | 0 | 0.00033229 | 5.5382e-06 | 0.098409 | 0.093722 | 0.093722 | 10 | 363 | 0 | 0.022748 | 0.022492 | 0.022492 | 363 | 44
364 | 6.0667 | 0 | 0.068056 | 6.5809e-05 | 0 | 0.068056 | 0.00025898 | 0 | 0.00032479 | 5.4131e-06 | 0.098412 | 0.093724 | 0.093724 | 10 | 364 | 0 | 0.022748 | 0.022492 | 0.022492 | 364 | 44
365 | 6.0833 | 0 | 0.068056 | 6.4323e-05 | 0 | 0.068056 | 0.00025313 | 0 | 0.00031746 | 5.2909e-06 | 0.098415 | 0.093727 | 0.093727 | 10 | 365 | 0 | 0.022748 | 0.022492 | 0.022492 | 365 | 44
366 | 6.1 | 0 | 0.068056 | 6.2871e-05 | 0 | 0.068056 | 0.00024742 | 0 | 0.00031029 | 5.1715e-06 | 0.098417 | 0.093729 | 0.093729 | 10 | 366 | 0 | 0.022748 | 0.022492 | 0.022492 | 366 | 44
367 | 6.1167 | 0 | 0.068056 | 6.1452e-05 | 0 | 0.068056 | 0.00024183 | 0 | 0.00030329 | 5.0548e-06 | 0.09842 | 0.093732 | 0.093732 | 10 | 367 | 0 | 0.022748 | 0.022492 | 0.022492 | 367 | 44
368 | 6.1333 | 0 | 0.068056 | 6.0064e-05 | 0 | 0.068056 | 0.00023637 | 0 | 0.00029644 | 4.9407e-06 | 0.098423 | 0.093734 | 0.093734 | 10 | 368 | 0 | 0.022748 | 0.022492 | 0.022492 | 368 | 44
369 | 6.15 | 0 | 0.068056 | 5.8709e-05 | 0 | 0.068056 | 0.00023104 | 0 | 0.00028975 | 4.8291e-06 | 0.098425 | 0.093737 | 0.093737 | 10 | 369 | 0 | 0.022748 | 0.022492 | 0.022492 | 369 | 44
370 | 6.1667 | 0 | 0.068056 | 5.7383e-05 | 0 | 0.068056 | 0.00022582 | 0 | 0.00028321 | 4.7201e-06 | 0.098428 | 0.093739 | 0.093739 | 10 | 370 | 0 | 0.022748 | 0.022492 | 0.022492 | 370 | 44
371 | 6.1833 | 0 | 0.068056 | 5.6088e-05 | 0 | 0.068056 | 0.00022073 | 0 | 0.00027681 | 4.6136e-06 | 0.09843 | 0.093741 | 0.093741 | 10 | 371 | 0 | 0.022748 | 0.022492 | 0.022492 | 371 | 44
372 | 6.2 | 0 | 0.068056 | 5.4822e-05 | 0 | 0.068056 | 0.00021574 | 0 | 0.00027056 | 4.5094e-06 | 0.098433 | 0.093743 | 0.093743 | 10 | 372 | 0 | 0.022748 | 0.022492 | 0.022492 | 372 | 44
373 | 6.2167 | 0 | 0.068056 | 5.3584e-05 | 0 | 0.068056 | 0.00021087 | 0 | 0.00026446 | 4.4076e-06 | 0.098435 | 0.093746 | 0.093746 | 10 | 373 | 0 | 0.022748 | 0.022492 | 0.022492 | 373 | 44
374 | 6.2333 | 0 | 0.068056 | 5.2374e-05 | 0 | 0.068056 | 0.00020611 | 0 | 0.00025849 | 4.3081e-06 | 0.098438 | 0.093748 | 0.093748 | 10 | 374 | 0 | 0.022748 | 0.022492 | 0.022492 | 374 | 44
375 | 6.25 | 0 | 0.068056 | 5.1192e-05 | 0 | 0.068056 | 0.00020146 | 0 | 0.00025265 | 4.2108e-06 | 0.09844 | 0.09375 | 0.09375 | 10 | 375 | 0 | 0.022748 | 0.022492 | 0.022492 | 375 | 44
376 | 6.2667 | 0 | 0.068056 | 5.0036e-05 | 0 | 0.068056 | 0.00019691 | 0 | 0.00024695 | 4.1158e-06 | 0.098442 | 0.093752 | 0.093752 | 10 | 376 | 0 | 0.022748 | 0.022492 | 0.022492 | 376 | 44
377 | 6.2833 | 0 | 0.068056 | 4.8907e-05 | 0 | 0.068056 | 0.00019247 | 0 | 0.00024137 | 4.0229e-06 | 0.098444 | 0.093754 | 0.093754 | 10 | 377 | 0 | 0.022748 | 0.022492 | 0.022492 | 377 | 44
378 | 6.3 | 0 | 0.068056 | 4.7803e-05 | 0 | 0.068056 | 0.00018812 | 0 | 0.00023592 | 3.9321e-06 | 0.098446 | 0.093756 | 0.093756 | 10 | 378 | 0 | 0.022748 | 0.022492 | 0.022492 | 378 | 44
379 | 6.3167 | 0 | 0.068056 | 4.6724e-05 | 0 | 0.068056 | 0.00018387 | 0 | 0.0002306 | 3.8433e-06 | 0.098448 | 0.093758 | 0.093758 | 10 | 379 | 0 | 0.022748 | 0.022492 | 0.022492 | 379 | 44
380 | 6.3333 | 0 | 0.068056 | 4.5669e-05 | 0 | 0.068056 | 0.00017972 | 0 | 0.00022539 | 3.7565e-06 | 0.09845 | 0.093759 | 0.093759 | 10 | 380 | 0 | 0.022748 | 0.022492 | 0.022492 | 380 | 44
381 | 6.35 | 0 | 0.068056 | 4.4638e-05 | 0 | 0.068056 | 0.00017567 | 0 | 0.0002203 | 3.6717e-06 | 0.098452 | 0.093761 | 0.093761 | 10 | 381 | 0 | 0.022748 | 0.022492 | 0.022492 | 381 | 44
382 | 6.3667 | 0 | 0.068056 | 4.363e-05 | 0 | 0.068056 | 0.0001717 | 0 | 0.00021533 | 3.5888e-06 | 0.098454 | 0.093763 | 0.093763 | 10 | 382 | 0 | 0.022748 | 0.022492 | 0.022492 | 382 | 44
383 | 6.3833 | 0 | 0.068056 | 4.2645e-05 | 0 | 0.068056 | 0.00016782 | 0 | 0.00021047 | 3.5078e-06 | 0.098456 | 0.093765 | 0.093765 | 10 | 383 | 0 | 0.022748 | 0.022492 | 0.022492 | 383 | 44
384 | 6.4 | 0 | 0.068056 | 4.1683e-05 | 0 | 0.068056 | 0.00016404 | 0 | 0.00020572 | 3.4286e-06 | 0.098458 | 0.093766 | 0.093766 | 10 | 384 | 0 | 0.022748 | 0.022492 | 0.022492 | 384 | 44
385 | 6.4167 | 0 | 0.068056 | 4.0742e-05 | 0 | 0.068056 | 0.00016033 | 0 | 0.00020107 | 3.3512e-06 | 0.09846 | 0.093768 | 0.093768 | 10 | 385 | 0 | 0.022748 | 0.022492 | 0.022492 | 385 | 44
386 | 6.4333 | 0 | 0.068056 | 3.9822e-05 | 0 | 0.068056 | 0.00015671 | 0 | 0.00019654 | 3.2756e-06 | 0.098462 | 0.09377 | 0.09377 | 10 | 386 | 0 | 0.022748 | 0.022492 | 0.022492 | 386 | 44
387 | 6.45 | 0 | 0.068056 | 3.8923e-05 | 0 | 0.068056 | 0.00015318 | 0 | 0.0001921 | 3.2016e-06 | 0.098463 | 0.093771 | 0.093771 | 10 | 387 | 0 | 0.022748 | 0.022492 | 0.022492 | 387 | 44
388 | 6.4667 | 0 | 0.068056 | 3.8044e-05 | 0 | 0.068056 | 0.00014972 | 0 | 0.00018776 | 3.1294e-06 | 0.098465 | 0.093773 | 0.093773 | 10 | 388 | 0 | 0.022748 | 0.022492 | 0.022492 | 388 | 44
389 | 6.4833 | 0 | 0.068056 | 3.7185e-05 | 0 | 0.068056 | 0.00014634 | 0 | 0.00018352 | 3.0587e-06 | 0.098467 | 0.093774 | 0.093774 | 10 | 389 | 0 | 0.022748 | 0.022492 | 0.022492 | 389 | 44
390 | 6.5 | 0 | 0.068056 | 3.6346e-05 | 0 | 0.068056 | 0.00014303 | 0 | 0.00017938 | 2.9897e-06 | 0.098468 | 0.093776 | 0.093776 | 10 | 390 | 0 | 0.022748 | 0.022492 | 0.022492 | 390 | 44
391 | 6.5167 | 0 | 0.068056 | 3.5526e-05 | 0 | 0.068056 | 0.00013981 | 0 | 0.00017533 | 2.9222e-06 | 0.09847 | 0.093777 | 0.093777 | 10 | 391 | 0 | 0.022748 | 0.022492 | 0.022492 | 391 | 44
392 | 6.5333 | 0 | 0.068056 | 3.4724e-05 | 0 | 0.068056 | 0.00013665 | 0 | 0.00017137 | 2.8562e-06 | 0.098472 | 0.093778 | 0.093778 | 10 | 392 | 0 | 0.022748 | 0.022492 | 0.022492 | 392 | 44
393 | 6.55 | 0 | 0.068056 | 3.394e-05 | 0 | 0.068056 | 0.00013356 | 0 | 0.0001675 | 2.7917e-06 | 0.098473 | 0.09378 | 0.09378 | 10 | 393 | 0 | 0.022748 | 0.022492 | 0.022492 | 393 | 44
394 | 6.5667 | 0 | 0.068056 | 3.3174e-05 | 0 | 0.068056 | 0.00013055 | 0 | 0.00016372 | 2.7287e-06 | 0.098474 | 0.093781 | 0.093781 | 10 | 394 | 0 | 0.022748 | 0.022492 | 0.022492 | 394 | 44
395 | 6.5833 | 0 | 0.068056 | 3.2425e-05 | 0 | 0.068056 | 0.0001276 | 0 | 0.00016003 | 2.6671e-06 | 0.098476 | 0.093782 | 0.093782 | 10 | 395 | 0 | 0.022748 | 0.022492 | 0.022492 | 395 | 44
396 | 6.6 | 0 | 0.068056 | 3.1693e-05 | 0 | 0.068056 | 0.00012472 | 0 | 0.00015641 | 2.6069e-06 | 0.098477 | 0.093784 | 0.093784 | 10 | 396 | 0 | 0.022748 | 0.022492 | 0.022492 | 396 | 44
397 | 6.6167 | 0 | 0.068056 | 3.0977e-05 | 0 | 0.068056 | 0.00012191 | 0 | 0.00015288 | 2.5481e-06 | 0.098479 | 0.093785 | 0.093785 | 10 | 397 | 0 | 0.022748 | 0.022492 | 0.022492 | 397 | 44
398 | 6.6333 | 0 | 0.068056 | 3.0278e-05 | 0 | 0.068056 | 0.00011915 | 0 | 0.00014943 | 2.4905e-06 | 0.09848 | 0.093786 | 0.093786 | 10 | 398 | 0 | 0.022748 | 0.022492 | 0.022492 | 398 | 44
399 | 6.65 | 0 | 0.068056 | 2.9594e-05 | 0 | 0.068056 | 0.00011646 | 0 | 0.00014606 | 2.4343e-06 | 0.098481 | 0.093787 | 0.093787 | 10 | 399 | 0 | 0.022748 | 0.022492 | 0.022492 | 399 | 44
400 | 6.6667 | 0 | 0.068056 | 2.8926e-05 | 0 | 0.068056 | 0.00011384 | 0 | 0.00014276 | 2.3794e-06 | 0.098483 | 0.093789 | 0.093789 | 10 | 400 | 0 | 0.022748 | 0.022492 | 0.022492 | 400 | 44
401 | 6.6833 | 0 | 0.068056 | 2.8273e-05 | 0 | 0.068056 | 0.00011127 | 0 | 0.00013954 | 2.3256e-06 | 0.098484 | 0.09379 | 0.09379 | 10 | 401 | 0 | 0.022748 | 0.022492 | 0.022492 | 401 | 44
402 | 6.7 | 0 | 0.068056 | 2.7635e-05 | 0 | 0.068056 | 0.00010875 | 0 | 0.00013639 | 2.2731e-06 | 0.098485 | 0.093791 | 0.093791 | 10 | 402 | 0 | 0.022748 | 0.022492 | 0.022492 | 402 | 44
403 | 6.7167 | 0 | 0.068056 | 2.7011e-05 | 0 | 0.068056 | 0.0001063 | 0 | 0.00013331 | 2.2218e-06 | 0.098486 | 0.093792 | 0.093792 | 10 | 403 | 0 | 0.022748 | 0.022492 | 0.022492 | 403 | 44
404 | 6.7333 | 0 | 0.068056 | 2.6401e-05 | 0 | 0.068056 | 0.0001039 | 0 | 0.0001303 | 2.1717e-06 | 0.098488 | 0.093793 | 0.093793 | 10 | 404 | 0 | 0.022748 | 0.022492 | 0.022492 | 404 | 44
405 | 6.75 | 0 | 0.068056 | 2.5805e-05 | 0 | 0.068056 | 0.00010155 | 0 | 0.00012736 | 2.1226e-06 | 0.098489 | 0.093794 | 0.093794 | 10 | 405 | 0 | 0.022748 | 0.022492 | 0.022492 | 405 | 44
406 | 6.7667 | 0 | 0.068056 | 2.5223e-05 | 0 | 0.068056 | 9.9261e-05 | 0 | 0.00012448 | 2.0747e-06 | 0.09849 | 0.093795 | 0.093795 | 10 | 406 | 0 | 0.022748 | 0.022492 | 0.022492 | 406 | 44
407 | 6.7833 | 0 | 0.068056 | 2.4653e-05 | 0 | 0.068056 | 9.702e-05 | 0 | 0.00012167 | 2.0279e-06 | 0.098491 | 0.093796 | 0.093796 | 10 | 407 | 0 | 0.022748 | 0.022492 | 0.022492 | 407 | 44
408 | 6.8 | 0 | 0.068056 | 2.4097e-05 | 0 | 0.068056 | 9.483e-05 | 0 | 0.00011893 | 1.9821e-06 | 0.098492 | 0.093797 | 0.093797 | 10 | 408 | 0 | 0.022748 | 0.022492 | 0.022492 | 408 | 44
409 | 6.8167 | 0 | 0.068056 | 2.3553e-05 | 0 | 0.068056 | 9.2689e-05 | 0 | 0.00011624 | 1.9374e-06 | 0.098493 | 0.093798 | 0.093798 | 10 | 409 | 0 | 0.022748 | 0.022492 | 0.022492 | 409 | 44
410 | 6.8333 | 0 | 0.068056 | 2.3021e-05 | 0 | 0.068056 | 9.0597e-05 | 0 | 0.00011362 | 1.8936e-06 | 0.098494 | 0.093799 | 0.093799 | 10 | 410 | 0 | 0.022748 | 0.022492 | 0.022492 | 410 | 44
411 | 6.85 | 0 | 0.068056 | 2.2502e-05 | 0 | 0.068056 | 8.8552e-05 | 0 | 0.00011105 | 1.8509e-06 | 0.098495 | 0.0938 | 0.0938 | 10 | 411 | 0 | 0.022748 | 0.022492 | 0.022492 | 411 | 44
412 | 6.8667 | 0 | 0.068056 | 2.1994e-05 | 0 | 0.068056 | 8.6553e-05 | 0 | 0.00010855 | 1.8091e-06 | 0.098496 | 0.093801 | 0.093801 | 10 | 412 | 0 | 0.022748 | 0.022492 | 0.022492 | 412 | 44
413 | 6.8833 | 0 | 0.068056 | 2.1497e-05 | 0 | 0.068056 | 8.4599e-05 | 0 | 0.0001061 | 1.7683e-06 | 0.098497 | 0.093802 | 0.093802 | 10 | 413 | 0 | 0.022748 | 0.022492 | 0.022492 | 413 | 44
414 | 6.9 | 0 | 0.068056 | 2.1012e-05 | 0 | 0.068056 | 8.2689e-05 | 0 | 0.0001037 | 1.7283e-06 | 0.098498 | 0.093802 | 0.093802 | 10 | 414 | 0 | 0.022748 | 0.022492 | 0.022492 | 414 | 44
415 | 6.9167 | 0 | 0.068056 | 2.0537e-05 | 0 | 0.068056 | 8.0822e-05 | 0 | 0.00010136 | 1.6893e-06 | 0.098499 | 0.093803 | 0.093803 | 10 | 415 | 0 | 0.022748 | 0.022492 | 0.022492 | 415 | 44
416 | 6.9333 | 0 | 0.068056 | 2.0074e-05 | 0 | 0.068056 | 7.8998e-05 | 0 | 9.9072e-05 | 1.6512e-06 | 0.0985 | 0.093804 | 0.093804 | 10 | 416 | 0 | 0.022748 | 0.022492 | 0.022492 | 416 | 44
417 | 6.95 | 0 | 0.068056 | 1.9621e-05 | 0 | 0.068056 | 7.7214e-05 | 0 | 9.6835e-05 | 1.6139e-06 | 0.098501 | 0.093805 | 0.093805 | 10 | 417 | 0 | 0.022748 | 0.022492 | 0.022492 | 417 | 44
418 | 6.9667 | 0 | 0.068056 | 1.9178e-05 | 0 | 0.068056 | 7.5471e-05 | 0 | 9.4649e-05 | 1.5775e-06 | 0.098501 | 0.093806 | 0.093806 | 10 | 418 | 0 | 0.022748 | 0.022492 | 0.022492 | 418 | 44
419 | 6.9833 | 0 | 0.068056 | 1.8745e-05 | 0 | 0.068056 | 7.3768e-05 | 0 | 9.2512e-05 | 1.5419e-06 | 0.098502 | 0.093806 | 0.093806 | 10 | 419 | 0 | 0.022748 | 0.022492 | 0.022492 | 419 | 44
420 | 7 | 0 | 0.068056 | 1.8322e-05 | 0 | 0.068056 | 7.2102e-05 | 0 | 9.0424e-05 | 1.5071e-06 | 0.098503 | 0.093807 | 0.093807 | 10 | 420 | 0 | 0.022748 | 0.022492 | 0.022492 | 420 | 44
421 | 7.0167 | 0 | 0.068056 | 1.7908e-05 | 0 | 0.068056 | 7.0475e-05 | 0 | 8.8383e-05 | 1.473e-06 | 0.098504 | 0.093808 | 0.093808 | 10 | 421 | 0 | 0.022748 | 0.022492 | 0.022492 | 421 | 44
422 | 7.0333 | 0 | 0.068056 | 1.7504e-05 | 0 | 0.068056 | 6.8884e-05 | 0 | 8.6387e-05 | 1.4398e-06 | 0.098505 | 0.093809 | 0.093809 | 10 | 422 | 0 | 0.022748 | 0.022492 | 0.022492 | 422 | 44
423 | 7.05 | 0 | 0.068056 | 1.7109e-05 | 0 | 0.068056 | 6.7329e-05 | 0 | 8.4437e-05 | 1.4073e-06 | 0.098505 | 0.093809 | 0.093809 | 10 | 423 | 0 | 0.022748 | 0.022492 | 0.022492 | 423 | 44
424 | 7.0667 | 0 | 0.068056 | 1.6722e-05 | 0 | 0.068056 | 6.5809e-05 | 0 | 8.2531e-05 | 1.3755e-06 | 0.098506 | 0.09381 | 0.09381 | 10 | 424 | 0 | 0.022748 | 0.022492 | 0.022492 | 424 | 44
425 | 7.0833 | 0 | 0.068056 | 1.6345e-05 | 0 | 0.068056 | 6.4323e-05 | 0 | 8.0668e-05 | 1.3445e-06 | 0.098507 | 0.093811 | 0.093811 | 10 | 425 | 0 | 0.022748 | 0.022492 | 0.022492 | 425 | 44
426 | 7.1 | 0 | 0.068056 | 1.5976e-05 | 0 | 0.068056 | 6.2871e-05 | 0 | 7.8847e-05 | 1.3141e-06 | 0.098508 | 0.093811 | 0.093811 | 10 | 426 | 0 | 0.022748 | 0.022492 | 0.022492 | 426 | 44
427 | 7.1167 | 0 | 0.068056 | 1.5615e-05 | 0 | 0.068056 | 6.1452e-05 | 0 | 7.7067e-05 | 1.2845e-06 | 0.098508 | 0.093812 | 0.093812 | 10 | 427 | 0 | 0.022748 | 0.022492 | 0.022492 | 427 | 44
428 | 7.1333 | 0 | 0.068056 | 1.5263e-05 | 0 | 0.068056 | 6.0064e-05 | 0 | 7.5327e-05 | 1.2555e-06 | 0.098509 | 0.093812 | 0.093812 | 10 | 428 | 0 | 0.022748 | 0.022492 | 0.022492 | 428 | 44
429 | 7.15 | 0 | 0.068056 | 1.4918e-05 | 0 | 0.068056 | 5.8709e-05 | 0 | 7.3627e-05 | 1.2271e-06 | 0.09851 | 0.093813 | 0.093813 | 10 | 429 | 0 | 0.022748 | 0.022492 | 0.022492 | 429 | 44
430 | 7.1667 | 0 | 0.068056 | 1.4581e-05 | 0 | 0.068056 | 5.7383e-05 | 0 | 7.1965e-05 | 1.1994e-06 | 0.09851 | 0.093814 | 0.093814 | 10 | 430 | 0 | 0.022748 | 0.022492 | 0.022492 | 430 | 44
431 | 7.1833 | 0 | 0.068056 | 1.4252e-05 | 0 | 0.068056 | 5.6088e-05 | 0 | 7.034e-05 | 1.1723e-06 | 0.098511 | 0.093814 | 0.093814 | 10 | 431 | 0 | 0.022748 | 0.022492 | 0.022492 | 431 | 44
432 | 7.2 | 0 | 0.068056 | 1.3931e-05 | 0 | 0.068056 | 5.4822e-05 | 0 | 6.8752e-05 | 1.1459e-06 | 0.098512 | 0.093815 | 0.093815 | 10 | 432 | 0 | 0.022748 | 0.022492 | 0.022492 | 432 | 44
433 | 7.2167 | 0 | 0.068056 | 1.3616e-05 | 0 | 0.068056 | 5.3584e-05 | 0 | 6.72e-05 | 1.12e-06 | 0.098512 | 0.093815 | 0.093815 | 10 | 433 | 0 | 0.022748 | 0.022492 | 0.022492 | 433 | 44
434 | 7.2333 | 0 | 0.068056 | 1.3309e-05 | 0 | 0.068056 | 5.2374e-05 | 0 | 6.5683e-05 | 1.0947e-06 | 0.098513 | 0.093816 | 0.093816 | 10 | 434 | 0 | 0.022748 | 0.022492 | 0.022492 | 434 | 44
435 | 7.25 | 0 | 0.068056 | 1.3008e-05 | 0 | 0.068056 | 5.1192e-05 | 0 | 6.42e-05 | 1.07e-06 | 0.098513 | 0.093816 | 0.093816 | 10 | 435 | 0 | 0.022748 | 0.022492 | 0.022492 | 435 | 44
436 | 7.2667 | 0 | 0.068056 | 1.2715e-05 | 0 | 0.068056 | 5.0036e-05 | 0 | 6.2751e-05 | 1.0459e-06 | 0.098514 | 0.093817 | 0.093817 | 10 | 436 | 0 | 0.022748 | 0.022492 | 0.022492 | 436 | 44
437 | 7.2833 | 0 | 0.068056 | 1.2428e-05 | 0 | 0.068056 | 4.8907e-05 | 0 | 6.1334e-05 | 1.0222e-06 | 0.098514 | 0.093817 | 0.093817 | 10 | 437 | 0 | 0.022748 | 0.022492 | 0.022492 | 437 | 44
438 | 7.3 | 0 | 0.068056 | 1.2147e-05 | 0 | 0.068056 | 4.7803e-05 | 0 | 5.995e-05 | 9.9916e-07 | 0.098515 | 0.093818 | 0.093818 | 10 | 438 | 0 | 0.022748 | 0.022492 | 0.022492 | 438 | 44
439 | 7.3167 | 0 | 0.068056 | 1.1873e-05 | 0 | 0.068056 | 4.6724e-05 | 0 | 5.8597e-05 | 9.7661e-07 | 0.098515 | 0.093818 | 0.093818 | 10 | 439 | 0 | 0.022748 | 0.022492 | 0.022492 | 439 | 44
440 | 7.3333 | 0 | 0.068056 | 1.1605e-05 | 0 | 0.068056 | 4.5669e-05 | 0 | 5.7274e-05 | 9.5456e-07 | 0.098516 | 0.093819 | 0.093819 | 10 | 440 | 0 | 0.022748 | 0.022492 | 0.022492 | 440 | 44
441 | 7.35 | 0 | 0.068056 | 1.1343e-05 | 0 | 0.068056 | 4.4638e-05 | 0 | 5.5981e-05 | 9.3301e-07 | 0.098516 | 0.093819 | 0.093819 | 10 | 441 | 0 | 0.022748 | 0.022492 | 0.022492 | 441 | 44
442 | 7.3667 | 0 | 0.068056 | 1.1087e-05 | 0 | 0.068056 | 4.363e-05 | 0 | 5.4717e-05 | 9.1195e-07 | 0.098517 | 0.09382 | 0.09382 | 10 | 442 | 0 | 0.022748 | 0.022492 | 0.022492 | 442 | 44
443 | 7.3833 | 0 | 0.068056 | 1.0836e-05 | 0 | 0.068056 | 4.2645e-05 | 0 | 5.3482e-05 | 8.9136e-07 | 0.098517 | 0.09382 | 0.09382 | 10 | 443 | 0 | 0.022748 | 0.022492 | 0.022492 | 443 | 44
444 | 7.4 | 0 | 0.068056 | 1.0592e-05 | 0 | 0.068056 | 4.1683e-05 | 0 | 5.2275e-05 | 8.7124e-07 | 0.098518 | 0.093821 | 0.093821 | 10 | 444 | 0 | 0.022748 | 0.022492 | 0.022492 | 444 | 44
445 | 7.4167 | 0 | 0.068056 | 1.0353e-05 | 0 | 0.068056 | 4.0742e-05 | 0 | 5.1094e-05 | 8.5157e-07 | 0.098518 | 0.093821 | 0.093821 | 10 | 445 | 0 | 0.022748 | 0.022492 | 0.022492 | 445 | 44
446 | 7.4333 | 0 | 0.068056 | 1.0119e-05 | 0 | 0.068056 | 3.9822e-05 | 0 | 4.9941e-05 | 8.3235e-07 | 0.098519 | 0.093821 | 0.093821 | 10 | 446 | 0 | 0.022748 | 0.022492 | 0.022492 | 446 | 44
447 | 7.45 | 0 | 0.068056 | 9.8906e-06 | 0 | 0.068056 | 3.8923e-05 | 0 | 4.8814e-05 | 8.1356e-07 | 0.098519 | 0.093822 | 0.093822 | 10 | 447 | 0 | 0.022748 | 0.022492 | 0.022492 | 447 | 44
448 | 7.4667 | 0 | 0.068056 | 9.6673e-06 | 0 | 0.068056 | 3.8044e-05 | 0 | 4.7712e-05 | 7.9519e-07 | 0.09852 | 0.093822 | 0.093822 | 10 | 448 | 0 | 0.022748 | 0.022492 | 0.022492 | 448 | 44
449 | 7.4833 | 0 | 0.068056 | 9.4491e-06 | 0 | 0.068056 | 3.7185e-05 | 0 | 4.6635e-05 | 7.7724e-07 | 0.09852 | 0.093823 | 0.093823 | 10 | 449 | 0 | 0.022748 | 0.022492 | 0.022492 | 449 | 44
450 | 7.5 | 0 | 0.068056 | 9.2358e-06 | 0 | 0.068056 | 3.6346e-05 | 0 | 4.5582e-05 | 7.597e-07 | 0.098521 | 0.093823 | 0.093823 | 10 | 450 | 0 | 0.022748 | 0.022492 | 0.022492 | 450 | 44
451 | 7.5167 | 0 | 0.068056 | 9.0273e-06 | 0 | 0.068056 | 3.5526e-05 | 0 | 4.4553e-05 | 7.4255e-07 | 0.098521 | 0.093823 | 0.093823 | 10 | 451 | 0 | 0.022748 | 0.022492 | 0.022492 | 451 | 44
452 | 7.5333 | 0 | 0.068056 | 8.8235e-06 | 0 | 0.068056 | 3.4724e-05 | 0 | 4.3547e-05 | 7.2578e-07 | 0.098521 | 0.093824 | 0.093824 | 10 | 452 | 0 | 0.022748 | 0.022492 | 0.022492 | 452 | 44
453 | 7.55 | 0 | 0.068056 | 8.6243e-06 | 0 | 0.068056 | 3.394e-05 | 0 | 4.2564e-05 | 7.094e-07 | 0.098522 | 0.093824 | 0.093824 | 10 | 453 | 0 | 0.022748 | 0.022492 | 0.022492 | 453 | 44
454 | 7.5667 | 0 | 0.068056 | 8.4296e-06 | 0 | 0.068056 | 3.3174e-05 | 0 | 4.1603e-05 | 6.9339e-07 | 0.098522 | 0.093824 | 0.093824 | 10 | 454 | 0 | 0.022748 | 0.022492 | 0.022492 | 454 | 44
455 | 7.5833 | 0 | 0.068056 | 8.2393e-06 | 0 | 0.068056 | 3.2425e-05 | 0 | 4.0664e-05 | 6.7773e-07 | 0.098522 | 0.093825 | 0.093825 | 10 | 455 | 0 | 0.022748 | 0.022492 | 0.022492 | 455 | 44
456 | 7.6 | 0 | 0.068056 | 8.0533e-06 | 0 | 0.068056 | 3.1693e-05 | 0 | 3.9746e-05 | 6.6243e-07 | 0.098523 | 0.093825 | 0.093825 | 10 | 456 | 0 | 0.022748 | 0.022492 | 0.022492 | 456 | 44
457 | 7.6167 | 0 | 0.068056 | 7.8715e-06 | 0 | 0.068056 | 3.0977e-05 | 0 | 3.8849e-05 | 6.4748e-07 | 0.098523 | 0.093825 | 0.093825 | 10 | 457 | 0 | 0.022748 | 0.022492 | 0.022492 | 457 | 44
458 | 7.6333 | 0 | 0.068056 | 7.6938e-06 | 0 | 0.068056 | 3.0278e-05 | 0 | 3.7972e-05 | 6.3286e-07 | 0.098523 | 0.093826 | 0.093826 | 10 | 458 | 0 | 0.022748 | 0.022492 | 0.022492 | 458 | 44
459 | 7.65 | 0 | 0.068056 | 7.5201e-06 | 0 | 0.068056 | 2.9594e-05 | 0 | 3.7115e-05 | 6.1858e-07 | 0.098524 | 0.093826 | 0.093826 | 10 | 459 | 0 | 0.022748 | 0.022492 | 0.022492 | 459 | 44
460 | 7.6667 | 0 | 0.068056 | 7.3504e-06 | 0 | 0.068056 | 2.8926e-05 | 0 | 3.6277e-05 | 6.0461e-07 | 0.098524 | 0.093826 | 0.093826 | 10 | 460 | 0 | 0.022748 | 0.022492 | 0.022492 | 460 | 44
461 | 7.6833 | 0 | 0.068056 | 7.1844e-06 | 0 | 0.068056 | 2.8273e-05 | 0 | 3.5458e-05 | 5.9096e-07 | 0.098524 | 0.093826 | 0.093826 | 10 | 461 | 0 | 0.022748 | 0.022492 | 0.022492 | 461 | 44
462 | 7.7 | 0 | 0.068056 | 7.0223e-06 | 0 | 0.068056 | 2.7635e-05 | 0 | 3.4657e-05 | 5.7762e-07 | 0.098525 | 0.093827 | 0.093827 | 10 | 462 | 0 | 0.022748 | 0.022492 | 0.022492 | 462 | 44
463 | 7.7167 | 0 | 0.068056 | 6.8637e-06 | 0 | 0.068056 | 2.7011e-05 | 0 | 3.3875e-05 | 5.6458e-07 | 0.098525 | 0.093827 | 0.093827 | 10 | 463 | 0 | 0.022748 | 0.022492 | 0.022492 | 463 | 44
464 | 7.7333 | 0 | 0.068056 | 6.7088e-06 | 0 | 0.068056 | 2.6401e-05 | 0 | 3.311e-05 | 5.5184e-07 | 0.098525 | 0.093827 | 0.093827 | 10 | 464 | 0 | 0.022748 | 0.022492 | 0.022492 | 464 | 44
465 | 7.75 | 0 | 0.068056 | 6.5573e-06 | 0 | 0.068056 | 2.5805e-05 | 0 | 3.2363e-05 | 5.3938e-07 | 0.098526 | 0.093828 | 0.093828 | 10 | 465 | 0 | 0.022748 | 0.022492 | 0.022492 | 465 | 44
466 | 7.7667 | 0 | 0.068056 | 6.4093e-06 | 0 | 0.068056 | 2.5223e-05 | 0 | 3.1632e-05 | 5.272e-07 | 0.098526 | 0.093828 | 0.093828 | 10 | 466 | 0 | 0.022748 | 0.022492 | 0.022492 | 466 | 44
467 | 7.7833 | 0 | 0.068056 | 6.2646e-06 | 0 | 0.068056 | 2.4653e-05 | 0 | 3.0918e-05 | 5.153e-07 | 0.098526 | 0.093828 | 0.093828 | 10 | 467 | 0 | 0.022748 | 0.022492 | 0.022492 | 467 | 44
468 | 7.8 | 0 | 0.068056 | 6.1232e-06 | 0 | 0.068056 | 2.4097e-05 | 0 | 3.022e-05 | 5.0367e-07 | 0.098527 | 0.093828 | 0.093828 | 10 | 468 | 0 | 0.022748 | 0.022492 | 0.022492 | 468 | 44
469 | 7.8167 | 0 | 0.068056 | 5.985e-06 | 0 | 0.068056 | 2.3553e-05 | 0 | 2.9538e-05 | 4.923e-07 | 0.098527 | 0.093829 | 0.093829 | 10 | 469 | 0 | 0.022748 | 0.022492 | 0.022492 | 469 | 44
470 | 7.8333 | 0 | 0.068056 | 5.8499e-06 | 0 | 0.068056 | 2.3021e-05 | 0 | 2.8871e-05 | 4.8119e-07 | 0.098527 | 0.093829 | 0.093829 | 10 | 470 | 0 | 0.022748 | 0.022492 | 0.022492 | 470 | 44
471 | 7.85 | 0 | 0.068056 | 5.7178e-06 | 0 | 0.068056 | 2.2502e-05 | 0 | 2.8219e-05 | 4.7032e-07 | 0.098527 | 0.093829 | 0.093829 | 10 | 471 | 0 | 0.022748 | 0.022492 | 0.022492 | 471 | 44
472 | 7.8667 | 0 | 0.068056 | 5.5887e-06 | 0 | 0.068056 | 2.1994e-05 | 0 | 2.7582e-05 | 4.5971e-07 | 0.098528 | 0.093829 | 0.093829 | 10 | 472 | 0 | 0.022748 | 0.022492 | 0.022492 | 472 | 44
473 | 7.8833 | 0 | 0.068056 | 5.4626e-06 | 0 | 0.068056 | 2.1497e-05 | 0 | 2.696e-05 | 4.4933e-07 | 0.098528 | 0.093829 | 0.093829 | 10 | 473 | 0 | 0.022748 | 0.022492 | 0.022492 | 473 | 44
474 | 7.9 | 0 | 0.068056 | 5.3393e-06 | 0 | 0.068056 | 2.1012e-05 | 0 | 2.6351e-05 | 4.3918e-07 | 0.098528 | 0.09383 | 0.09383 | 10 | 474 | 0 | 0.022748 | 0.022492 | 0.022492 | 474 | 44
475 | 7.9167 | 0 | 0.068056 | 5.2187e-06 | 0 | 0.068056 | 2.0537e-05 | 0 | 2.5756e-05 | 4.2927e-07 | 0.098528 | 0.09383 | 0.09383 | 10 | 475 | 0 | 0.022748 | 0.022492 | 0.022492 | 475 | 44
476 | 7.9333 | 0 | 0.068056 | 5.1009e-06 | 0 | 0.068056 | 2.0074e-05 | 0 | 2.5175e-05 | 4.1958e-07 | 0.098528 | 0.09383 | 0.09383 | 10 | 476 | 0 | 0.022748 | 0.022492 | 0.022492 | 476 | 44
477 | 7.95 | 0 | 0.068056 | 4.9858e-06 | 0 | 0.068056 | 1.9621e-05 | 0 | 2.4606e-05 | 4.1011e-07 | 0.098529 | 0.09383 | 0.09383 | 10 | 477 | 0 | 0.022748 | 0.022492 | 0.022492 | 477 | 44
478 | 7.9667 | 0 | 0.068056 | 4.8732e-06 | 0 | 0.068056 | 1.9178e-05 | 0 | 2.4051e-05 | 4.0085e-07 | 0.098529 | 0.093831 | 0.093831 | 10 | 478 | 0 | 0.022748 | 0.022492 | 0.022492 | 478 | 44
479 | 7.9833 | 0 | 0.068056 | 4.7632e-06 | 0 | 0.068056 | 1.8745e-05 | 0 | 2.3508e-05 | 3.918e-07 | 0.098529 | 0.093831 | 0.093831 | 10 | 479 | 0 | 0.022748 | 0.022492 | 0.022492 | 479 | 44
480 | 8 | 0 | 0.068056 | 4.6557e-06 | 0 | 0.068056 | 1.8322e-05 | 0 | 2.2977e-05 | 3.8296e-07 | 0.098529 | 0.093831 | 0.093831 | 10 | 480 | 0 | 0.022748 | 0.022492 | 0.022492 | 480 | 44

## TB (hidden)
| Enter (hr) | Exit (hr) | Erq (quanta/hr)
Susc. Occ. A | 0 | 1 | --
Inf. Occ. t(0) | 0 | 1 | 12.7
Inf. Occ. #2 | 1 | 2 | 12.7
[12 empty] | risk Erq | [5 empty] | risk Erq
| I = | 1 |  |  | Yes | [6 empty] | probability | 1 |  |  |  |  | probability | 1
|  | Inf. Occ. t(0) | Inf. Occ. t(0) | Inf. Occ. t(0) | Inf. Occ. #2 | Inf. Occ #2 | Inf. Occ #2 | no | Total | Continuous Occupancy | [5 empty] | Susceptible Occupant A
time (min) | time (hr) | quanta/hr | quanta/m3 occ | quanta/m3 | quanta/hr | quanta/m3 occ | quanta/m3 | quanta/m3 | quanta/m3 | n(t)dt | Dq | PI | R | Occupancy | time (min) | n(t)dt | Dq | PI | R | time (min) | Occupancy
0.1 | 0.0016667 | 12.7 | 2.6428e-05 | 2.6428e-05 | 0 | 0 | 0 | 0 | 2.6428e-05 | [10 empty] | 0.1
1 | 0.016667 | 12.7 | 0.00026159 | 0.00026159 | 0 | 0 | 0 | 0 | 0.00026159 | 3.9238e-06 | 2.1188e-06 | 2.1188e-06 | 2.1188e-06 | 471956 | 1 | 3.9238e-06 | 2.1188e-06 | 2.1188e-06 | 2.1188e-06 | 1 | 471956
2 | 0.033333 | 12.7 | 0.00051727 | 0.00051727 | 0 | 0 | 0 | 0 | 0.00051727 | 8.6211e-06 | 6.7742e-06 | 6.7742e-06 | 6.7742e-06 | 147618 | 2 | 8.6211e-06 | 6.7742e-06 | 6.7742e-06 | 6.7742e-06 | 2 | 147618
3 | 0.05 | 12.7 | 0.00076717 | 0.00076717 | 0 | 0 | 0 | 0 | 0.00076717 | 1.2786e-05 | 1.3679e-05 | 1.3679e-05 | 1.3679e-05 | 73106 | 3 | 1.2786e-05 | 1.3679e-05 | 1.3679e-05 | 1.3679e-05 | 3 | 73106
4 | 0.066667 | 12.7 | 0.0010114 | 0.0010114 | 0 | 0 | 0 | 0 | 0.0010114 | 1.6857e-05 | 2.2782e-05 | 2.2782e-05 | 2.2782e-05 | 43895 | 4 | 1.6857e-05 | 2.2782e-05 | 2.2782e-05 | 2.2782e-05 | 4 | 43895
5 | 0.083333 | 12.7 | 0.0012502 | 0.0012502 | 0 | 0 | 0 | 0 | 0.0012502 | 2.0837e-05 | 3.4034e-05 | 3.4033e-05 | 3.4033e-05 | 29383 | 5 | 2.0837e-05 | 3.4034e-05 | 3.4033e-05 | 3.4033e-05 | 5 | 29383
6 | 0.1 | 12.7 | 0.0014836 | 0.0014836 | 0 | 0 | 0 | 0 | 0.0014836 | 2.4726e-05 | 4.7386e-05 | 4.7384e-05 | 4.7384e-05 | 21103 | 6 | 2.4726e-05 | 4.7386e-05 | 4.7384e-05 | 4.7384e-05 | 6 | 21103
7 | 0.11667 | 12.7 | 0.0017117 | 0.0017117 | 0 | 0 | 0 | 0 | 0.0017117 | 2.8528e-05 | 6.279e-05 | 6.2788e-05 | 6.2788e-05 | 15926 | 7 | 2.8528e-05 | 6.279e-05 | 6.2788e-05 | 6.2788e-05 | 7 | 15926
8 | 0.13333 | 12.7 | 0.0019346 | 0.0019346 | 0 | 0 | 0 | 0 | 0.0019346 | 3.2243e-05 | 8.0202e-05 | 8.0199e-05 | 8.0199e-05 | 12469 | 8 | 3.2243e-05 | 8.0202e-05 | 8.0199e-05 | 8.0199e-05 | 8 | 12469
9 | 0.15 | 12.7 | 0.0021525 | 0.0021525 | 0 | 0 | 0 | 0 | 0.0021525 | 3.5875e-05 | 9.9574e-05 | 9.9569e-05 | 9.9569e-05 | 10043 | 9 | 3.5875e-05 | 9.9574e-05 | 9.9569e-05 | 9.9569e-05 | 9 | 10043
10 | 0.16667 | 12.7 | 0.0023655 | 0.0023655 | 0 | 0 | 0 | 0 | 0.0023655 | 3.9425e-05 | 0.00012086 | 0.00012086 | 0.00012086 | 8274 | 10 | 3.9425e-05 | 0.00012086 | 0.00012086 | 0.00012086 | 10 | 8274
11 | 0.18333 | 12.7 | 0.0025737 | 0.0025737 | 0 | 0 | 0 | 0 | 0.0025737 | 4.2895e-05 | 0.00014403 | 0.00014402 | 0.00014402 | 6943 | 11 | 4.2895e-05 | 0.00014403 | 0.00014402 | 0.00014402 | 11 | 6943
12 | 0.2 | 12.7 | 0.0027772 | 0.0027772 | 0 | 0 | 0 | 0 | 0.0027772 | 4.6286e-05 | 0.00016902 | 0.00016901 | 0.00016901 | 5916 | 12 | 4.6286e-05 | 0.00016902 | 0.00016901 | 0.00016901 | 12 | 5916
13 | 0.21667 | 12.7 | 0.0029761 | 0.0029761 | 0 | 0 | 0 | 0 | 0.0029761 | 4.9601e-05 | 0.00019581 | 0.00019579 | 0.00019579 | 5107 | 13 | 4.9601e-05 | 0.00019581 | 0.00019579 | 0.00019579 | 13 | 5107
14 | 0.23333 | 12.7 | 0.0031705 | 0.0031705 | 0 | 0 | 0 | 0 | 0.0031705 | 5.2841e-05 | 0.00022434 | 0.00022432 | 0.00022432 | 4458 | 14 | 5.2841e-05 | 0.00022434 | 0.00022432 | 0.00022432 | 14 | 4458
15 | 0.25 | 12.7 | 0.0033605 | 0.0033605 | 0 | 0 | 0 | 0 | 0.0033605 | 5.6008e-05 | 0.00025458 | 0.00025455 | 0.00025455 | 3928 | 15 | 5.6008e-05 | 0.00025458 | 0.00025455 | 0.00025455 | 15 | 3928
16 | 0.26667 | 12.7 | 0.0035462 | 0.0035462 | 0 | 0 | 0 | 0 | 0.0035462 | 5.9103e-05 | 0.0002865 | 0.00028646 | 0.00028646 | 3490 | 16 | 5.9103e-05 | 0.0002865 | 0.00028646 | 0.00028646 | 16 | 3490
17 | 0.28333 | 12.7 | 0.0037277 | 0.0037277 | 0 | 0 | 0 | 0 | 0.0037277 | 6.2129e-05 | 0.00032005 | 0.00032 | 0.00032 | 3125 | 17 | 6.2129e-05 | 0.00032005 | 0.00032 | 0.00032 | 17 | 3125
18 | 0.3 | 12.7 | 0.0039052 | 0.0039052 | 0 | 0 | 0 | 0 | 0.0039052 | 6.5086e-05 | 0.0003552 | 0.00035513 | 0.00035513 | 2815 | 18 | 6.5086e-05 | 0.0003552 | 0.00035513 | 0.00035513 | 18 | 2815
19 | 0.31667 | 12.7 | 0.0040786 | 0.0040786 | 0 | 0 | 0 | 0 | 0.0040786 | 6.7977e-05 | 0.0003919 | 0.00039183 | 0.00039183 | 2552 | 19 | 6.7977e-05 | 0.0003919 | 0.00039183 | 0.00039183 | 19 | 2552
20 | 0.33333 | 12.7 | 0.0042481 | 0.0042481 | 0 | 0 | 0 | 0 | 0.0042481 | 7.0802e-05 | 0.00043014 | 0.00043004 | 0.00043004 | 2325 | 20 | 7.0802e-05 | 0.00043014 | 0.00043004 | 0.00043004 | 20 | 2325
21 | 0.35 | 12.7 | 0.0044138 | 0.0044138 | 0 | 0 | 0 | 0 | 0.0044138 | 7.3563e-05 | 0.00046986 | 0.00046975 | 0.00046975 | 2128 | 21 | 7.3563e-05 | 0.00046986 | 0.00046975 | 0.00046975 | 21 | 2128
22 | 0.36667 | 12.7 | 0.0045757 | 0.0045757 | 0 | 0 | 0 | 0 | 0.0045757 | 7.6262e-05 | 0.00051104 | 0.00051091 | 0.00051091 | 1957 | 22 | 7.6262e-05 | 0.00051104 | 0.00051091 | 0.00051091 | 22 | 1957
23 | 0.38333 | 12.7 | 0.004734 | 0.004734 | 0 | 0 | 0 | 0 | 0.004734 | 7.8901e-05 | 0.00055365 | 0.0005535 | 0.0005535 | 1806 | 23 | 7.8901e-05 | 0.00055365 | 0.0005535 | 0.0005535 | 23 | 1806
24 | 0.4 | 12.7 | 0.0048887 | 0.0048887 | 0 | 0 | 0 | 0 | 0.0048887 | 8.1479e-05 | 0.00059765 | 0.00059747 | 0.00059747 | 1673 | 24 | 8.1479e-05 | 0.00059765 | 0.00059747 | 0.00059747 | 24 | 1673
25 | 0.41667 | 12.7 | 0.00504 | 0.00504 | 0 | 0 | 0 | 0 | 0.00504 | 8.4e-05 | 0.00064301 | 0.0006428 | 0.0006428 | 1555 | 25 | 8.4e-05 | 0.00064301 | 0.0006428 | 0.0006428 | 25 | 1555
26 | 0.43333 | 12.7 | 0.0051878 | 0.0051878 | 0 | 0 | 0 | 0 | 0.0051878 | 8.6463e-05 | 0.0006897 | 0.00068946 | 0.00068946 | 1450 | 26 | 8.6463e-05 | 0.0006897 | 0.00068946 | 0.00068946 | 26 | 1450
27 | 0.45 | 12.7 | 0.0053323 | 0.0053323 | 0 | 0 | 0 | 0 | 0.0053323 | 8.8871e-05 | 0.00073769 | 0.00073742 | 0.00073742 | 1356 | 27 | 8.8871e-05 | 0.00073769 | 0.00073742 | 0.00073742 | 27 | 1356
28 | 0.46667 | 12.7 | 0.0054735 | 0.0054735 | 0 | 0 | 0 | 0 | 0.0054735 | 9.1224e-05 | 0.00078695 | 0.00078664 | 0.00078664 | 1271 | 28 | 9.1224e-05 | 0.00078695 | 0.00078664 | 0.00078664 | 28 | 1271
29 | 0.48333 | 12.7 | 0.0056115 | 0.0056115 | 0 | 0 | 0 | 0 | 0.0056115 | 9.3525e-05 | 0.00083745 | 0.0008371 | 0.0008371 | 1194 | 29 | 9.3525e-05 | 0.00083745 | 0.0008371 | 0.0008371 | 29 | 1194
30 | 0.5 | 12.7 | 0.0057464 | 0.0057464 | 0 | 0 | 0 | 0 | 0.0057464 | 9.5773e-05 | 0.00088917 | 0.00088878 | 0.00088878 | 1125 | 30 | 9.5773e-05 | 0.00088917 | 0.00088878 | 0.00088878 | 30 | 1125
31 | 0.51667 | 12.7 | 0.0058783 | 0.0058783 | 0 | 0 | 0 | 0 | 0.0058783 | 9.7971e-05 | 0.00094207 | 0.00094163 | 0.00094163 | 1061 | 31 | 9.7971e-05 | 0.00094207 | 0.00094163 | 0.00094163 | 31 | 1061
32 | 0.53333 | 12.7 | 0.0060071 | 0.0060071 | 0 | 0 | 0 | 0 | 0.0060071 | 0.00010012 | 0.00099614 | 0.00099564 | 0.00099564 | 1004 | 32 | 0.00010012 | 0.00099614 | 0.00099564 | 0.00099564 | 32 | 1004
33 | 0.55 | 12.7 | 0.0061331 | 0.0061331 | 0 | 0 | 0 | 0 | 0.0061331 | 0.00010222 | 0.0010513 | 0.0010508 | 0.0010508 | 951 | 33 | 0.00010222 | 0.0010513 | 0.0010508 | 0.0010508 | 33 | 951
34 | 0.56667 | 12.7 | 0.0062563 | 0.0062563 | 0 | 0 | 0 | 0 | 0.0062563 | 0.00010427 | 0.0011076 | 0.001107 | 0.001107 | 903 | 34 | 0.00010427 | 0.0011076 | 0.001107 | 0.001107 | 34 | 903
35 | 0.58333 | 12.7 | 0.0063766 | 0.0063766 | 0 | 0 | 0 | 0 | 0.0063766 | 0.00010628 | 0.001165 | 0.0011644 | 0.0011644 | 858 | 35 | 0.00010628 | 0.001165 | 0.0011644 | 0.0011644 | 35 | 858
36 | 0.6 | 12.7 | 0.0064942 | 0.0064942 | 0 | 0 | 0 | 0 | 0.0064942 | 0.00010824 | 0.0012235 | 0.0012227 | 0.0012227 | 817 | 36 | 0.00010824 | 0.0012235 | 0.0012227 | 0.0012227 | 36 | 817
37 | 0.61667 | 12.7 | 0.0066092 | 0.0066092 | 0 | 0 | 0 | 0 | 0.0066092 | 0.00011015 | 0.001283 | 0.0012821 | 0.0012821 | 779 | 37 | 0.00011015 | 0.001283 | 0.0012821 | 0.0012821 | 37 | 779
38 | 0.63333 | 12.7 | 0.0067216 | 0.0067216 | 0 | 0 | 0 | 0 | 0.0067216 | 0.00011203 | 0.0013435 | 0.0013426 | 0.0013426 | 744 | 38 | 0.00011203 | 0.0013435 | 0.0013426 | 0.0013426 | 38 | 744
39 | 0.65 | 12.7 | 0.0068315 | 0.0068315 | 0 | 0 | 0 | 0 | 0.0068315 | 0.00011386 | 0.0014049 | 0.001404 | 0.001404 | 712 | 39 | 0.00011386 | 0.0014049 | 0.001404 | 0.001404 | 39 | 712
40 | 0.66667 | 12.7 | 0.0069388 | 0.0069388 | 0 | 0 | 0 | 0 | 0.0069388 | 0.00011565 | 0.0014674 | 0.0014663 | 0.0014663 | 681 | 40 | 0.00011565 | 0.0014674 | 0.0014663 | 0.0014663 | 40 | 681
41 | 0.68333 | 12.7 | 0.0070438 | 0.0070438 | 0 | 0 | 0 | 0 | 0.0070438 | 0.0001174 | 0.0015308 | 0.0015296 | 0.0015296 | 653 | 41 | 0.0001174 | 0.0015308 | 0.0015296 | 0.0015296 | 41 | 653
42 | 0.7 | 12.7 | 0.0071463 | 0.0071463 | 0 | 0 | 0 | 0 | 0.0071463 | 0.00011911 | 0.0015951 | 0.0015938 | 0.0015938 | 627 | 42 | 0.00011911 | 0.0015951 | 0.0015938 | 0.0015938 | 42 | 627
43 | 0.71667 | 12.7 | 0.0072466 | 0.0072466 | 0 | 0 | 0 | 0 | 0.0072466 | 0.00012078 | 0.0016603 | 0.0016589 | 0.0016589 | 602 | 43 | 0.00012078 | 0.0016603 | 0.0016589 | 0.0016589 | 43 | 602
44 | 0.73333 | 12.7 | 0.0073446 | 0.0073446 | 0 | 0 | 0 | 0 | 0.0073446 | 0.00012241 | 0.0017264 | 0.0017249 | 0.0017249 | 579 | 44 | 0.00012241 | 0.0017264 | 0.0017249 | 0.0017249 | 44 | 579
45 | 0.75 | 12.7 | 0.0074404 | 0.0074404 | 0 | 0 | 0 | 0 | 0.0074404 | 0.00012401 | 0.0017934 | 0.0017918 | 0.0017918 | 558 | 45 | 0.00012401 | 0.0017934 | 0.0017918 | 0.0017918 | 45 | 558
46 | 0.76667 | 12.7 | 0.007534 | 0.007534 | 0 | 0 | 0 | 0 | 0.007534 | 0.00012557 | 0.0018612 | 0.0018595 | 0.0018595 | 537 | 46 | 0.00012557 | 0.0018612 | 0.0018595 | 0.0018595 | 46 | 537
47 | 0.78333 | 12.7 | 0.0076255 | 0.0076255 | 0 | 0 | 0 | 0 | 0.0076255 | 0.00012709 | 0.0019298 | 0.001928 | 0.001928 | 518 | 47 | 0.00012709 | 0.0019298 | 0.001928 | 0.001928 | 47 | 518
48 | 0.8 | 12.7 | 0.007715 | 0.007715 | 0 | 0 | 0 | 0 | 0.007715 | 0.00012858 | 0.0019993 | 0.0019973 | 0.0019973 | 500 | 48 | 0.00012858 | 0.0019993 | 0.0019973 | 0.0019973 | 48 | 500
49 | 0.81667 | 12.7 | 0.0078024 | 0.0078024 | 0 | 0 | 0 | 0 | 0.0078024 | 0.00013004 | 0.0020695 | 0.0020673 | 0.0020673 | 483 | 49 | 0.00013004 | 0.0020695 | 0.0020673 | 0.0020673 | 49 | 483
50 | 0.83333 | 12.7 | 0.0078878 | 0.0078878 | 0 | 0 | 0 | 0 | 0.0078878 | 0.00013146 | 0.0021405 | 0.0021382 | 0.0021382 | 467 | 50 | 0.00013146 | 0.0021405 | 0.0021382 | 0.0021382 | 50 | 467
51 | 0.85 | 12.7 | 0.0079714 | 0.0079714 | 0 | 0 | 0 | 0 | 0.0079714 | 0.00013286 | 0.0022122 | 0.0022098 | 0.0022098 | 452 | 51 | 0.00013286 | 0.0022122 | 0.0022098 | 0.0022098 | 51 | 452
52 | 0.86667 | 12.7 | 0.008053 | 0.008053 | 0 | 0 | 0 | 0 | 0.008053 | 0.00013422 | 0.0022847 | 0.0022821 | 0.0022821 | 438 | 52 | 0.00013422 | 0.0022847 | 0.0022821 | 0.0022821 | 52 | 438
53 | 0.88333 | 12.7 | 0.0081328 | 0.0081328 | 0 | 0 | 0 | 0 | 0.0081328 | 0.00013555 | 0.0023579 | 0.0023551 | 0.0023551 | 424 | 53 | 0.00013555 | 0.0023579 | 0.0023551 | 0.0023551 | 53 | 424
54 | 0.9 | 12.7 | 0.0082108 | 0.0082108 | 0 | 0 | 0 | 0 | 0.0082108 | 0.00013685 | 0.0024318 | 0.0024288 | 0.0024288 | 411 | 54 | 0.00013685 | 0.0024318 | 0.0024288 | 0.0024288 | 54 | 411
55 | 0.91667 | 12.7 | 0.008287 | 0.008287 | 0 | 0 | 0 | 0 | 0.008287 | 0.00013812 | 0.0025064 | 0.0025032 | 0.0025032 | 399 | 55 | 0.00013812 | 0.0025064 | 0.0025032 | 0.0025032 | 55 | 399
56 | 0.93333 | 12.7 | 0.0083615 | 0.0083615 | 0 | 0 | 0 | 0 | 0.0083615 | 0.00013936 | 0.0025816 | 0.0025783 | 0.0025783 | 387 | 56 | 0.00013936 | 0.0025816 | 0.0025783 | 0.0025783 | 56 | 387
57 | 0.95 | 12.7 | 0.0084343 | 0.0084343 | 0 | 0 | 0 | 0 | 0.0084343 | 0.00014057 | 0.0026575 | 0.002654 | 0.002654 | 376 | 57 | 0.00014057 | 0.0026575 | 0.002654 | 0.002654 | 57 | 376
58 | 0.96667 | 12.7 | 0.0085055 | 0.0085055 | 0 | 0 | 0 | 0 | 0.0085055 | 0.00014176 | 0.0027341 | 0.0027303 | 0.0027303 | 366 | 58 | 0.00014176 | 0.0027341 | 0.0027303 | 0.0027303 | 58 | 366
59 | 0.98333 | 12.7 | 0.0085751 | 0.0085751 | 0 | 0 | 0 | 0 | 0.0085751 | 0.00014292 | 0.0028113 | 0.0028073 | 0.0028073 | 356 | 59 | 0.00014292 | 0.0028113 | 0.0028073 | 0.0028073 | 59 | 356
60 | 1 | 12.7 | 0.0086431 | 0.0086431 | 12.7 | 0 | 0 | 0 | 0.0086431 | 0.00014405 | 0.002889 | 0.0028849 | 0.0028849 | 346 | 60 | 0.00014405 | 0.002889 | 0.0028849 | 0.0028849 | 60 | 346
61 | 1.0167 | 0 | 0.0086431 | 0.008448 | 12.7 | 0.00026159 | 0.00026159 | 0 | 0.0087096 | 0.00014516 | 0.0029674 | 0.002963 | 0.002963 | 337 | 61 | 0 | 0.002889 | 0.0028849 | 0.0028849 | 61 | 346
62 | 1.0333 | 0 | 0.0086431 | 0.0082573 | 12.7 | 0.00051727 | 0.00051727 | 0 | 0.0087745 | 0.00014624 | 0.0030464 | 0.0030418 | 0.0030418 | 328 | 62 | 0 | 0.002889 | 0.0028849 | 0.0028849 | 62 | 346
63 | 1.05 | 0 | 0.0086431 | 0.0080709 | 12.7 | 0.00076717 | 0.00076717 | 0 | 0.008838 | 0.0001473 | 0.0031259 | 0.0031211 | 0.0031211 | 320 | 63 | 0 | 0.002889 | 0.0028849 | 0.0028849 | 63 | 346
64 | 1.0667 | 0 | 0.0086431 | 0.0078887 | 12.7 | 0.0010114 | 0.0010114 | 0 | 0.0089001 | 0.00014834 | 0.003206 | 0.0032009 | 0.0032009 | 312 | 64 | 0 | 0.002889 | 0.0028849 | 0.0028849 | 64 | 346
65 | 1.0833 | 0 | 0.0086431 | 0.0077106 | 12.7 | 0.0012502 | 0.0012502 | 0 | 0.0089608 | 0.00014935 | 0.0032867 | 0.0032813 | 0.0032813 | 304 | 65 | 0 | 0.002889 | 0.0028849 | 0.0028849 | 65 | 346
66 | 1.1 | 0 | 0.0086431 | 0.0075365 | 12.7 | 0.0014836 | 0.0014836 | 0 | 0.0090201 | 0.00015033 | 0.0033679 | 0.0033622 | 0.0033622 | 297 | 66 | 0 | 0.002889 | 0.0028849 | 0.0028849 | 66 | 346
67 | 1.1167 | 0 | 0.0086431 | 0.0073664 | 12.7 | 0.0017117 | 0.0017117 | 0 | 0.009078 | 0.0001513 | 0.0034496 | 0.0034436 | 0.0034436 | 290 | 67 | 0 | 0.002889 | 0.0028849 | 0.0028849 | 67 | 346
68 | 1.1333 | 0 | 0.0086431 | 0.0072001 | 12.7 | 0.0019346 | 0.0019346 | 0 | 0.0091347 | 0.00015224 | 0.0035318 | 0.0035256 | 0.0035256 | 283 | 68 | 0 | 0.002889 | 0.0028849 | 0.0028849 | 68 | 346
69 | 1.15 | 0 | 0.0086431 | 0.0070376 | 12.7 | 0.0021525 | 0.0021525 | 0 | 0.0091901 | 0.00015317 | 0.0036145 | 0.003608 | 0.003608 | 277 | 69 | 0 | 0.002889 | 0.0028849 | 0.0028849 | 69 | 346
70 | 1.1667 | 0 | 0.0086431 | 0.0068787 | 12.7 | 0.0023655 | 0.0023655 | 0 | 0.0092442 | 0.00015407 | 0.0036977 | 0.0036909 | 0.0036909 | 270 | 70 | 0 | 0.002889 | 0.0028849 | 0.0028849 | 70 | 346
71 | 1.1833 | 0 | 0.0086431 | 0.0067234 | 12.7 | 0.0025737 | 0.0025737 | 0 | 0.0092971 | 0.00015495 | 0.0037814 | 0.0037742 | 0.0037742 | 264 | 71 | 0 | 0.002889 | 0.0028849 | 0.0028849 | 71 | 346
72 | 1.2 | 0 | 0.0086431 | 0.0065716 | 12.7 | 0.0027772 | 0.0027772 | 0 | 0.0093488 | 0.00015581 | 0.0038655 | 0.003858 | 0.003858 | 259 | 72 | 0 | 0.002889 | 0.0028849 | 0.0028849 | 72 | 346
73 | 1.2167 | 0 | 0.0086431 | 0.0064233 | 12.7 | 0.0029761 | 0.0029761 | 0 | 0.0093993 | 0.00015666 | 0.0039501 | 0.0039423 | 0.0039423 | 253 | 73 | 0 | 0.002889 | 0.0028849 | 0.0028849 | 73 | 346
74 | 1.2333 | 0 | 0.0086431 | 0.0062783 | 12.7 | 0.0031705 | 0.0031705 | 0 | 0.0094487 | 0.00015748 | 0.0040351 | 0.004027 | 0.004027 | 248 | 74 | 0 | 0.002889 | 0.0028849 | 0.0028849 | 74 | 346
75 | 1.25 | 0 | 0.0086431 | 0.0061365 | 12.7 | 0.0033605 | 0.0033605 | 0 | 0.009497 | 0.00015828 | 0.0041206 | 0.0041121 | 0.0041121 | 243 | 75 | 0 | 0.002889 | 0.0028849 | 0.0028849 | 75 | 346
76 | 1.2667 | 0 | 0.0086431 | 0.005998 | 12.7 | 0.0035462 | 0.0035462 | 0 | 0.0095442 | 0.00015907 | 0.0042065 | 0.0041977 | 0.0041977 | 238 | 76 | 0 | 0.002889 | 0.0028849 | 0.0028849 | 76 | 346
77 | 1.2833 | 0 | 0.0086431 | 0.0058626 | 12.7 | 0.0037277 | 0.0037277 | 0 | 0.0095903 | 0.00015984 | 0.0042928 | 0.0042836 | 0.0042836 | 233 | 77 | 0 | 0.002889 | 0.0028849 | 0.0028849 | 77 | 346
78 | 1.3 | 0 | 0.0086431 | 0.0057303 | 12.7 | 0.0039052 | 0.0039052 | 0 | 0.0096354 | 0.00016059 | 0.0043795 | 0.00437 | 0.00437 | 228 | 78 | 0 | 0.002889 | 0.0028849 | 0.0028849 | 78 | 346
79 | 1.3167 | 0 | 0.0086431 | 0.0056009 | 12.7 | 0.0040786 | 0.0040786 | 0 | 0.0096795 | 0.00016133 | 0.0044667 | 0.0044567 | 0.0044567 | 224 | 79 | 0 | 0.002889 | 0.0028849 | 0.0028849 | 79 | 346
80 | 1.3333 | 0 | 0.0086431 | 0.0054745 | 12.7 | 0.0042481 | 0.0042481 | 0 | 0.0097226 | 0.00016204 | 0.0045542 | 0.0045438 | 0.0045438 | 220 | 80 | 0 | 0.002889 | 0.0028849 | 0.0028849 | 80 | 346
81 | 1.35 | 0 | 0.0086431 | 0.0053509 | 12.7 | 0.0044138 | 0.0044138 | 0 | 0.0097647 | 0.00016274 | 0.004642 | 0.0046313 | 0.0046313 | 215 | 81 | 0 | 0.002889 | 0.0028849 | 0.0028849 | 81 | 346
82 | 1.3667 | 0 | 0.0086431 | 0.0052301 | 12.7 | 0.0045757 | 0.0045757 | 0 | 0.0098058 | 0.00016343 | 0.0047303 | 0.0047191 | 0.0047191 | 211 | 82 | 0 | 0.002889 | 0.0028849 | 0.0028849 | 82 | 346
83 | 1.3833 | 0 | 0.0086431 | 0.005112 | 12.7 | 0.004734 | 0.004734 | 0 | 0.0098461 | 0.0001641 | 0.0048189 | 0.0048073 | 0.0048073 | 208 | 83 | 0 | 0.002889 | 0.0028849 | 0.0028849 | 83 | 346
84 | 1.4 | 0 | 0.0086431 | 0.0049966 | 12.7 | 0.0048887 | 0.0048887 | 0 | 0.0098854 | 0.00016476 | 0.0049079 | 0.0048959 | 0.0048959 | 204 | 84 | 0 | 0.002889 | 0.0028849 | 0.0028849 | 84 | 346
85 | 1.4167 | 0 | 0.0086431 | 0.0048838 | 12.7 | 0.00504 | 0.00504 | 0 | 0.0099238 | 0.0001654 | 0.0049972 | 0.0049847 | 0.0049847 | 200 | 85 | 0 | 0.002889 | 0.0028849 | 0.0028849 | 85 | 346
86 | 1.4333 | 0 | 0.0086431 | 0.0047736 | 12.7 | 0.0051878 | 0.0051878 | 0 | 0.0099614 | 0.00016602 | 0.0050868 | 0.0050739 | 0.0050739 | 197 | 86 | 0 | 0.002889 | 0.0028849 | 0.0028849 | 86 | 346
87 | 1.45 | 0 | 0.0086431 | 0.0046658 | 12.7 | 0.0053323 | 0.0053323 | 0 | 0.0099981 | 0.00016663 | 0.0051768 | 0.0051634 | 0.0051634 | 193 | 87 | 0 | 0.002889 | 0.0028849 | 0.0028849 | 87 | 346
88 | 1.4667 | 0 | 0.0086431 | 0.0045605 | 12.7 | 0.0054735 | 0.0054735 | 0 | 0.010034 | 0.00016723 | 0.0052671 | 0.0052533 | 0.0052533 | 190 | 88 | 0 | 0.002889 | 0.0028849 | 0.0028849 | 88 | 346
89 | 1.4833 | 0 | 0.0086431 | 0.0044575 | 12.7 | 0.0056115 | 0.0056115 | 0 | 0.010069 | 0.00016782 | 0.0053578 | 0.0053434 | 0.0053434 | 187 | 89 | 0 | 0.002889 | 0.0028849 | 0.0028849 | 89 | 346
90 | 1.5 | 0 | 0.0086431 | 0.0043569 | 12.7 | 0.0057464 | 0.0057464 | 0 | 0.010103 | 0.00016839 | 0.0054487 | 0.0054339 | 0.0054339 | 184 | 90 | 0 | 0.002889 | 0.0028849 | 0.0028849 | 90 | 346
91 | 1.5167 | 0 | 0.0086431 | 0.0042585 | 12.7 | 0.0058783 | 0.0058783 | 0 | 0.010137 | 0.00016895 | 0.0055399 | 0.0055246 | 0.0055246 | 181 | 91 | 0 | 0.002889 | 0.0028849 | 0.0028849 | 91 | 346
92 | 1.5333 | 0 | 0.0086431 | 0.0041624 | 12.7 | 0.0060071 | 0.0060071 | 0 | 0.01017 | 0.00016949 | 0.0056314 | 0.0056156 | 0.0056156 | 178 | 92 | 0 | 0.002889 | 0.0028849 | 0.0028849 | 92 | 346
93 | 1.55 | 0 | 0.0086431 | 0.0040684 | 12.7 | 0.0061331 | 0.0061331 | 0 | 0.010202 | 0.00017003 | 0.0057233 | 0.0057069 | 0.0057069 | 175 | 93 | 0 | 0.002889 | 0.0028849 | 0.0028849 | 93 | 346
94 | 1.5667 | 0 | 0.0086431 | 0.0039766 | 12.7 | 0.0062563 | 0.0062563 | 0 | 0.010233 | 0.00017055 | 0.0058153 | 0.0057985 | 0.0057985 | 172 | 94 | 0 | 0.002889 | 0.0028849 | 0.0028849 | 94 | 346
95 | 1.5833 | 0 | 0.0086431 | 0.0038868 | 12.7 | 0.0063766 | 0.0063766 | 0 | 0.010263 | 0.00017106 | 0.0059077 | 0.0058903 | 0.0058903 | 169 | 95 | 0 | 0.002889 | 0.0028849 | 0.0028849 | 95 | 346
96 | 1.6 | 0 | 0.0086431 | 0.0037991 | 12.7 | 0.0064942 | 0.0064942 | 0 | 0.010293 | 0.00017156 | 0.0060004 | 0.0059824 | 0.0059824 | 167 | 96 | 0 | 0.002889 | 0.0028849 | 0.0028849 | 96 | 346
97 | 1.6167 | 0 | 0.0086431 | 0.0037133 | 12.7 | 0.0066092 | 0.0066092 | 0 | 0.010323 | 0.00017204 | 0.0060933 | 0.0060747 | 0.0060747 | 164 | 97 | 0 | 0.002889 | 0.0028849 | 0.0028849 | 97 | 346
98 | 1.6333 | 0 | 0.0086431 | 0.0036295 | 12.7 | 0.0067216 | 0.0067216 | 0 | 0.010351 | 0.00017252 | 0.0061864 | 0.0061673 | 0.0061673 | 162 | 98 | 0 | 0.002889 | 0.0028849 | 0.0028849 | 98 | 346
99 | 1.65 | 0 | 0.0086431 | 0.0035476 | 12.7 | 0.0068315 | 0.0068315 | 0 | 0.010379 | 0.00017298 | 0.0062798 | 0.0062602 | 0.0062602 | 159 | 99 | 0 | 0.002889 | 0.0028849 | 0.0028849 | 99 | 346
100 | 1.6667 | 0 | 0.0086431 | 0.0034675 | 12.7 | 0.0069388 | 0.0069388 | 0 | 0.010406 | 0.00017344 | 0.0063735 | 0.0063532 | 0.0063532 | 157 | 100 | 0 | 0.002889 | 0.0028849 | 0.0028849 | 100 | 346
101 | 1.6833 | 0 | 0.0086431 | 0.0033892 | 12.7 | 0.0070438 | 0.0070438 | 0 | 0.010433 | 0.00017388 | 0.0064674 | 0.0064465 | 0.0064465 | 155 | 101 | 0 | 0.002889 | 0.0028849 | 0.0028849 | 101 | 346
102 | 1.7 | 0 | 0.0086431 | 0.0033127 | 12.7 | 0.0071463 | 0.0071463 | 0 | 0.010459 | 0.00017432 | 0.0065615 | 0.00654 | 0.00654 | 152 | 102 | 0 | 0.002889 | 0.0028849 | 0.0028849 | 102 | 346
103 | 1.7167 | 0 | 0.0086431 | 0.0032379 | 12.7 | 0.0072466 | 0.0072466 | 0 | 0.010485 | 0.00017474 | 0.0066559 | 0.0066338 | 0.0066338 | 150 | 103 | 0 | 0.002889 | 0.0028849 | 0.0028849 | 103 | 346
104 | 1.7333 | 0 | 0.0086431 | 0.0031648 | 12.7 | 0.0073446 | 0.0073446 | 0 | 0.010509 | 0.00017516 | 0.0067505 | 0.0067277 | 0.0067277 | 148 | 104 | 0 | 0.002889 | 0.0028849 | 0.0028849 | 104 | 346
105 | 1.75 | 0 | 0.0086431 | 0.0030934 | 12.7 | 0.0074404 | 0.0074404 | 0 | 0.010534 | 0.00017556 | 0.0068453 | 0.0068219 | 0.0068219 | 146 | 105 | 0 | 0.002889 | 0.0028849 | 0.0028849 | 105 | 346
106 | 1.7667 | 0 | 0.0086431 | 0.0030235 | 12.7 | 0.007534 | 0.007534 | 0 | 0.010558 | 0.00017596 | 0.0069403 | 0.0069163 | 0.0069163 | 144 | 106 | 0 | 0.002889 | 0.0028849 | 0.0028849 | 106 | 346
107 | 1.7833 | 0 | 0.0086431 | 0.0029553 | 12.7 | 0.0076255 | 0.0076255 | 0 | 0.010581 | 0.00017635 | 0.0070355 | 0.0070108 | 0.0070108 | 142 | 107 | 0 | 0.002889 | 0.0028849 | 0.0028849 | 107 | 346
108 | 1.8 | 0 | 0.0086431 | 0.0028886 | 12.7 | 0.007715 | 0.007715 | 0 | 0.010604 | 0.00017673 | 0.0071309 | 0.0071056 | 0.0071056 | 140 | 108 | 0 | 0.002889 | 0.0028849 | 0.0028849 | 108 | 346
109 | 1.8167 | 0 | 0.0086431 | 0.0028234 | 12.7 | 0.0078024 | 0.0078024 | 0 | 0.010626 | 0.0001771 | 0.0072266 | 0.0072005 | 0.0072005 | 138 | 109 | 0 | 0.002889 | 0.0028849 | 0.0028849 | 109 | 346
110 | 1.8333 | 0 | 0.0086431 | 0.0027596 | 12.7 | 0.0078878 | 0.0078878 | 0 | 0.010647 | 0.00017746 | 0.0073224 | 0.0072957 | 0.0072957 | 137 | 110 | 0 | 0.002889 | 0.0028849 | 0.0028849 | 110 | 346
111 | 1.85 | 0 | 0.0086431 | 0.0026973 | 12.7 | 0.0079714 | 0.0079714 | 0 | 0.010669 | 0.00017781 | 0.0074184 | 0.007391 | 0.007391 | 135 | 111 | 0 | 0.002889 | 0.0028849 | 0.0028849 | 111 | 346
112 | 1.8667 | 0 | 0.0086431 | 0.0026364 | 12.7 | 0.008053 | 0.008053 | 0 | 0.010689 | 0.00017816 | 0.0075146 | 0.0074865 | 0.0074865 | 133 | 112 | 0 | 0.002889 | 0.0028849 | 0.0028849 | 112 | 346
113 | 1.8833 | 0 | 0.0086431 | 0.0025769 | 12.7 | 0.0081328 | 0.0081328 | 0 | 0.01071 | 0.00017849 | 0.007611 | 0.0075821 | 0.0075821 | 131 | 113 | 0 | 0.002889 | 0.0028849 | 0.0028849 | 113 | 346
114 | 1.9 | 0 | 0.0086431 | 0.0025187 | 12.7 | 0.0082108 | 0.0082108 | 0 | 0.01073 | 0.00017883 | 0.0077076 | 0.007678 | 0.007678 | 130 | 114 | 0 | 0.002889 | 0.0028849 | 0.0028849 | 114 | 346
115 | 1.9167 | 0 | 0.0086431 | 0.0024619 | 12.7 | 0.008287 | 0.008287 | 0 | 0.010749 | 0.00017915 | 0.0078043 | 0.0077739 | 0.0077739 | 128 | 115 | 0 | 0.002889 | 0.0028849 | 0.0028849 | 115 | 346
116 | 1.9333 | 0 | 0.0086431 | 0.0024063 | 12.7 | 0.0083615 | 0.0083615 | 0 | 0.010768 | 0.00017946 | 0.0079012 | 0.0078701 | 0.0078701 | 127 | 116 | 0 | 0.002889 | 0.0028849 | 0.0028849 | 116 | 346
117 | 1.95 | 0 | 0.0086431 | 0.002352 | 12.7 | 0.0084343 | 0.0084343 | 0 | 0.010786 | 0.00017977 | 0.0079983 | 0.0079664 | 0.0079664 | 125 | 117 | 0 | 0.002889 | 0.0028849 | 0.0028849 | 117 | 346
118 | 1.9667 | 0 | 0.0086431 | 0.0022989 | 12.7 | 0.0085055 | 0.0085055 | 0 | 0.010804 | 0.00018007 | 0.0080955 | 0.0080629 | 0.0080629 | 124 | 118 | 0 | 0.002889 | 0.0028849 | 0.0028849 | 118 | 346
119 | 1.9833 | 0 | 0.0086431 | 0.002247 | 12.7 | 0.0085751 | 0.0085751 | 0 | 0.010822 | 0.00018037 | 0.0081929 | 0.0081595 | 0.0081595 | 122 | 119 | 0 | 0.002889 | 0.0028849 | 0.0028849 | 119 | 346
120 | 2 | 0 | 0.0086431 | 0.0021963 | 12.7 | 0.0086431 | 0.0086431 | 0 | 0.010839 | 0.00018066 | 0.0082905 | 0.0082562 | 0.0082562 | 121 | 120 | 0 | 0.002889 | 0.0028849 | 0.0028849 | 120 | 346
121 | 2.0167 | 0 | 0.0086431 | 0.0021467 | 0 | 0.0086431 | 0.008448 | 0 | 0.010595 | 0.00017658 | 0.0083859 | 0.0083508 | 0.0083508 | 119 | 121 | 0 | 0.002889 | 0.0028849 | 0.0028849 | 121 | 346
122 | 2.0333 | 0 | 0.0086431 | 0.0020982 | 0 | 0.0086431 | 0.0082573 | 0 | 0.010356 | 0.00017259 | 0.0084791 | 0.0084432 | 0.0084432 | 118 | 122 | 0 | 0.002889 | 0.0028849 | 0.0028849 | 122 | 346
123 | 2.05 | 0 | 0.0086431 | 0.0020509 | 0 | 0.0086431 | 0.0080709 | 0 | 0.010122 | 0.0001687 | 0.0085701 | 0.0085335 | 0.0085335 | 117 | 123 | 0 | 0.002889 | 0.0028849 | 0.0028849 | 123 | 346
124 | 2.0667 | 0 | 0.0086431 | 0.0020046 | 0 | 0.0086431 | 0.0078887 | 0 | 0.0098932 | 0.00016489 | 0.0086592 | 0.0086218 | 0.0086218 | 115 | 124 | 0 | 0.002889 | 0.0028849 | 0.0028849 | 124 | 346
125 | 2.0833 | 0 | 0.0086431 | 0.0019593 | 0 | 0.0086431 | 0.0077106 | 0 | 0.0096699 | 0.00016117 | 0.0087462 | 0.0087081 | 0.0087081 | 114 | 125 | 0 | 0.002889 | 0.0028849 | 0.0028849 | 125 | 346
126 | 2.1 | 0 | 0.0086431 | 0.0019151 | 0 | 0.0086431 | 0.0075365 | 0 | 0.0094516 | 0.00015753 | 0.0088313 | 0.0087924 | 0.0087924 | 113 | 126 | 0 | 0.002889 | 0.0028849 | 0.0028849 | 126 | 346
127 | 2.1167 | 0 | 0.0086431 | 0.0018719 | 0 | 0.0086431 | 0.0073664 | 0 | 0.0092382 | 0.00015397 | 0.0089144 | 0.0088748 | 0.0088748 | 112 | 127 | 0 | 0.002889 | 0.0028849 | 0.0028849 | 127 | 346
128 | 2.1333 | 0 | 0.0086431 | 0.0018296 | 0 | 0.0086431 | 0.0072001 | 0 | 0.0090297 | 0.00015049 | 0.0089957 | 0.0089554 | 0.0089554 | 111 | 128 | 0 | 0.002889 | 0.0028849 | 0.0028849 | 128 | 346
129 | 2.15 | 0 | 0.0086431 | 0.0017883 | 0 | 0.0086431 | 0.0070376 | 0 | 0.0088259 | 0.0001471 | 0.0090751 | 0.0090341 | 0.0090341 | 110 | 129 | 0 | 0.002889 | 0.0028849 | 0.0028849 | 129 | 346
130 | 2.1667 | 0 | 0.0086431 | 0.0017479 | 0 | 0.0086431 | 0.0068787 | 0 | 0.0086266 | 0.00014378 | 0.0091528 | 0.009111 | 0.009111 | 109 | 130 | 0 | 0.002889 | 0.0028849 | 0.0028849 | 130 | 346
131 | 2.1833 | 0 | 0.0086431 | 0.0017085 | 0 | 0.0086431 | 0.0067234 | 0 | 0.0084319 | 0.00014053 | 0.0092287 | 0.0091862 | 0.0091862 | 108 | 131 | 0 | 0.002889 | 0.0028849 | 0.0028849 | 131 | 346
132 | 2.2 | 0 | 0.0086431 | 0.0016699 | 0 | 0.0086431 | 0.0065716 | 0 | 0.0082415 | 0.00013736 | 0.0093028 | 0.0092597 | 0.0092597 | 107 | 132 | 0 | 0.002889 | 0.0028849 | 0.0028849 | 132 | 346
133 | 2.2167 | 0 | 0.0086431 | 0.0016322 | 0 | 0.0086431 | 0.0064233 | 0 | 0.0080555 | 0.00013426 | 0.0093753 | 0.0093315 | 0.0093315 | 107 | 133 | 0 | 0.002889 | 0.0028849 | 0.0028849 | 133 | 346
134 | 2.2333 | 0 | 0.0086431 | 0.0015954 | 0 | 0.0086431 | 0.0062783 | 0 | 0.0078736 | 0.00013123 | 0.0094462 | 0.0094017 | 0.0094017 | 106 | 134 | 0 | 0.002889 | 0.0028849 | 0.0028849 | 134 | 346
135 | 2.25 | 0 | 0.0086431 | 0.0015593 | 0 | 0.0086431 | 0.0061365 | 0 | 0.0076959 | 0.00012826 | 0.0095154 | 0.0094703 | 0.0094703 | 105 | 135 | 0 | 0.002889 | 0.0028849 | 0.0028849 | 135 | 346
136 | 2.2667 | 0 | 0.0086431 | 0.0015241 | 0 | 0.0086431 | 0.005998 | 0 | 0.0075222 | 0.00012537 | 0.0095831 | 0.0095374 | 0.0095374 | 104 | 136 | 0 | 0.002889 | 0.0028849 | 0.0028849 | 136 | 346
137 | 2.2833 | 0 | 0.0086431 | 0.0014897 | 0 | 0.0086431 | 0.0058626 | 0 | 0.0073523 | 0.00012254 | 0.0096493 | 0.0096029 | 0.0096029 | 104 | 137 | 0 | 0.002889 | 0.0028849 | 0.0028849 | 137 | 346
138 | 2.3 | 0 | 0.0086431 | 0.0014561 | 0 | 0.0086431 | 0.0057303 | 0 | 0.0071864 | 0.00011977 | 0.009714 | 0.009667 | 0.009667 | 103 | 138 | 0 | 0.002889 | 0.0028849 | 0.0028849 | 138 | 346
139 | 2.3167 | 0 | 0.0086431 | 0.0014232 | 0 | 0.0086431 | 0.0056009 | 0 | 0.0070241 | 0.00011707 | 0.0097772 | 0.0097296 | 0.0097296 | 102 | 139 | 0 | 0.002889 | 0.0028849 | 0.0028849 | 139 | 346
140 | 2.3333 | 0 | 0.0086431 | 0.0013911 | 0 | 0.0086431 | 0.0054745 | 0 | 0.0068656 | 0.00011443 | 0.009839 | 0.0097908 | 0.0097908 | 102 | 140 | 0 | 0.002889 | 0.0028849 | 0.0028849 | 140 | 346
141 | 2.35 | 0 | 0.0086431 | 0.0013597 | 0 | 0.0086431 | 0.0053509 | 0 | 0.0067106 | 0.00011184 | 0.0098994 | 0.0098506 | 0.0098506 | 101 | 141 | 0 | 0.002889 | 0.0028849 | 0.0028849 | 141 | 346
142 | 2.3667 | 0 | 0.0086431 | 0.001329 | 0 | 0.0086431 | 0.0052301 | 0 | 0.0065591 | 0.00010932 | 0.0099584 | 0.009909 | 0.009909 | 100 | 142 | 0 | 0.002889 | 0.0028849 | 0.0028849 | 142 | 346
143 | 2.3833 | 0 | 0.0086431 | 0.001299 | 0 | 0.0086431 | 0.005112 | 0 | 0.006411 | 0.00010685 | 0.010016 | 0.0099661 | 0.0099661 | 100 | 143 | 0 | 0.002889 | 0.0028849 | 0.0028849 | 143 | 346
144 | 2.4 | 0 | 0.0086431 | 0.0012697 | 0 | 0.0086431 | 0.0049966 | 0 | 0.0062663 | 0.00010444 | 0.010073 | 0.010022 | 0.010022 | 99 | 144 | 0 | 0.002889 | 0.0028849 | 0.0028849 | 144 | 346
145 | 2.4167 | 0 | 0.0086431 | 0.001241 | 0 | 0.0086431 | 0.0048838 | 0 | 0.0061248 | 0.00010208 | 0.010128 | 0.010077 | 0.010077 | 99 | 145 | 0 | 0.002889 | 0.0028849 | 0.0028849 | 145 | 346
146 | 2.4333 | 0 | 0.0086431 | 0.001213 | 0 | 0.0086431 | 0.0047736 | 0 | 0.0059866 | 9.9776e-05 | 0.010182 | 0.01013 | 0.01013 | 98 | 146 | 0 | 0.002889 | 0.0028849 | 0.0028849 | 146 | 346
147 | 2.45 | 0 | 0.0086431 | 0.0011856 | 0 | 0.0086431 | 0.0046658 | 0 | 0.0058514 | 9.7524e-05 | 0.010234 | 0.010182 | 0.010182 | 98 | 147 | 0 | 0.002889 | 0.0028849 | 0.0028849 | 147 | 346
148 | 2.4667 | 0 | 0.0086431 | 0.0011589 | 0 | 0.0086431 | 0.0045605 | 0 | 0.0057193 | 9.5322e-05 | 0.010286 | 0.010233 | 0.010233 | 97 | 148 | 0 | 0.002889 | 0.0028849 | 0.0028849 | 148 | 346
149 | 2.4833 | 0 | 0.0086431 | 0.0011327 | 0 | 0.0086431 | 0.0044575 | 0 | 0.0055902 | 9.317e-05 | 0.010336 | 0.010283 | 0.010283 | 97 | 149 | 0 | 0.002889 | 0.0028849 | 0.0028849 | 149 | 346
150 | 2.5 | 0 | 0.0086431 | 0.0011071 | 0 | 0.0086431 | 0.0043569 | 0 | 0.005464 | 9.1067e-05 | 0.010385 | 0.010331 | 0.010331 | 96 | 150 | 0 | 0.002889 | 0.0028849 | 0.0028849 | 150 | 346
151 | 2.5167 | 0 | 0.0086431 | 0.0010821 | 0 | 0.0086431 | 0.0042585 | 0 | 0.0053407 | 8.9011e-05 | 0.010433 | 0.010379 | 0.010379 | 96 | 151 | 0 | 0.002889 | 0.0028849 | 0.0028849 | 151 | 346
152 | 2.5333 | 0 | 0.0086431 | 0.0010577 | 0 | 0.0086431 | 0.0041624 | 0 | 0.0052201 | 8.7002e-05 | 0.01048 | 0.010425 | 0.010425 | 95 | 152 | 0 | 0.002889 | 0.0028849 | 0.0028849 | 152 | 346
153 | 2.55 | 0 | 0.0086431 | 0.0010338 | 0 | 0.0086431 | 0.0040684 | 0 | 0.0051023 | 8.5038e-05 | 0.010526 | 0.010471 | 0.010471 | 95 | 153 | 0 | 0.002889 | 0.0028849 | 0.0028849 | 153 | 346
154 | 2.5667 | 0 | 0.0086431 | 0.0010105 | 0 | 0.0086431 | 0.0039766 | 0 | 0.0049871 | 8.3118e-05 | 0.010571 | 0.010515 | 0.010515 | 95 | 154 | 0 | 0.002889 | 0.0028849 | 0.0028849 | 154 | 346
155 | 2.5833 | 0 | 0.0086431 | 0.00098767 | 0 | 0.0086431 | 0.0038868 | 0 | 0.0048745 | 8.1242e-05 | 0.010615 | 0.010559 | 0.010559 | 94 | 155 | 0 | 0.002889 | 0.0028849 | 0.0028849 | 155 | 346
156 | 2.6 | 0 | 0.0086431 | 0.00096538 | 0 | 0.0086431 | 0.0037991 | 0 | 0.0047645 | 7.9408e-05 | 0.010658 | 0.010601 | 0.010601 | 94 | 156 | 0 | 0.002889 | 0.0028849 | 0.0028849 | 156 | 346
157 | 2.6167 | 0 | 0.0086431 | 0.00094358 | 0 | 0.0086431 | 0.0037133 | 0 | 0.0046569 | 7.7615e-05 | 0.0107 | 0.010643 | 0.010643 | 93 | 157 | 0 | 0.002889 | 0.0028849 | 0.0028849 | 157 | 346
158 | 2.6333 | 0 | 0.0086431 | 0.00092228 | 0 | 0.0086431 | 0.0036295 | 0 | 0.0045518 | 7.5863e-05 | 0.010741 | 0.010683 | 0.010683 | 93 | 158 | 0 | 0.002889 | 0.0028849 | 0.0028849 | 158 | 346
159 | 2.65 | 0 | 0.0086431 | 0.00090146 | 0 | 0.0086431 | 0.0035476 | 0 | 0.004449 | 7.415e-05 | 0.010781 | 0.010723 | 0.010723 | 93 | 159 | 0 | 0.002889 | 0.0028849 | 0.0028849 | 159 | 346
160 | 2.6667 | 0 | 0.0086431 | 0.00088111 | 0 | 0.0086431 | 0.0034675 | 0 | 0.0043486 | 7.2477e-05 | 0.01082 | 0.010761 | 0.010761 | 92 | 160 | 0 | 0.002889 | 0.0028849 | 0.0028849 | 160 | 346
161 | 2.6833 | 0 | 0.0086431 | 0.00086122 | 0 | 0.0086431 | 0.0033892 | 0 | 0.0042504 | 7.084e-05 | 0.010858 | 0.010799 | 0.010799 | 92 | 161 | 0 | 0.002889 | 0.0028849 | 0.0028849 | 161 | 346
162 | 2.7 | 0 | 0.0086431 | 0.00084178 | 0 | 0.0086431 | 0.0033127 | 0 | 0.0041545 | 6.9241e-05 | 0.010895 | 0.010836 | 0.010836 | 92 | 162 | 0 | 0.002889 | 0.0028849 | 0.0028849 | 162 | 346
163 | 2.7167 | 0 | 0.0086431 | 0.00082278 | 0 | 0.0086431 | 0.0032379 | 0 | 0.0040607 | 6.7678e-05 | 0.010932 | 0.010872 | 0.010872 | 91 | 163 | 0 | 0.002889 | 0.0028849 | 0.0028849 | 163 | 346
164 | 2.7333 | 0 | 0.0086431 | 0.0008042 | 0 | 0.0086431 | 0.0031648 | 0 | 0.003969 | 6.615e-05 | 0.010968 | 0.010908 | 0.010908 | 91 | 164 | 0 | 0.002889 | 0.0028849 | 0.0028849 | 164 | 346
165 | 2.75 | 0 | 0.0086431 | 0.00078605 | 0 | 0.0086431 | 0.0030934 | 0 | 0.0038794 | 6.4657e-05 | 0.011003 | 0.010942 | 0.010942 | 91 | 165 | 0 | 0.002889 | 0.0028849 | 0.0028849 | 165 | 346
166 | 2.7667 | 0 | 0.0086431 | 0.0007683 | 0 | 0.0086431 | 0.0030235 | 0 | 0.0037918 | 6.3197e-05 | 0.011037 | 0.010976 | 0.010976 | 91 | 166 | 0 | 0.002889 | 0.0028849 | 0.0028849 | 166 | 346
167 | 2.7833 | 0 | 0.0086431 | 0.00075096 | 0 | 0.0086431 | 0.0029553 | 0 | 0.0037062 | 6.1771e-05 | 0.01107 | 0.011009 | 0.011009 | 90 | 167 | 0 | 0.002889 | 0.0028849 | 0.0028849 | 167 | 346
168 | 2.8 | 0 | 0.0086431 | 0.00073401 | 0 | 0.0086431 | 0.0028886 | 0 | 0.0036226 | 6.0376e-05 | 0.011103 | 0.011041 | 0.011041 | 90 | 168 | 0 | 0.002889 | 0.0028849 | 0.0028849 | 168 | 346
169 | 2.8167 | 0 | 0.0086431 | 0.00071744 | 0 | 0.0086431 | 0.0028234 | 0 | 0.0035408 | 5.9013e-05 | 0.011135 | 0.011073 | 0.011073 | 90 | 169 | 0 | 0.002889 | 0.0028849 | 0.0028849 | 169 | 346
170 | 2.8333 | 0 | 0.0086431 | 0.00070124 | 0 | 0.0086431 | 0.0027596 | 0 | 0.0034609 | 5.7681e-05 | 0.011166 | 0.011104 | 0.011104 | 90 | 170 | 0 | 0.002889 | 0.0028849 | 0.0028849 | 170 | 346
171 | 2.85 | 0 | 0.0086431 | 0.00068541 | 0 | 0.0086431 | 0.0026973 | 0 | 0.0033827 | 5.6379e-05 | 0.011196 | 0.011134 | 0.011134 | 89 | 171 | 0 | 0.002889 | 0.0028849 | 0.0028849 | 171 | 346
172 | 2.8667 | 0 | 0.0086431 | 0.00066994 | 0 | 0.0086431 | 0.0026364 | 0 | 0.0033064 | 5.5106e-05 | 0.011226 | 0.011163 | 0.011163 | 89 | 172 | 0 | 0.002889 | 0.0028849 | 0.0028849 | 172 | 346
173 | 2.8833 | 0 | 0.0086431 | 0.00065481 | 0 | 0.0086431 | 0.0025769 | 0 | 0.0032317 | 5.3862e-05 | 0.011255 | 0.011192 | 0.011192 | 89 | 173 | 0 | 0.002889 | 0.0028849 | 0.0028849 | 173 | 346
174 | 2.9 | 0 | 0.0086431 | 0.00064003 | 0 | 0.0086431 | 0.0025187 | 0 | 0.0031588 | 5.2646e-05 | 0.011283 | 0.01122 | 0.01122 | 89 | 174 | 0 | 0.002889 | 0.0028849 | 0.0028849 | 174 | 346
175 | 2.9167 | 0 | 0.0086431 | 0.00062558 | 0 | 0.0086431 | 0.0024619 | 0 | 0.0030875 | 5.1458e-05 | 0.011311 | 0.011248 | 0.011248 | 88 | 175 | 0 | 0.002889 | 0.0028849 | 0.0028849 | 175 | 346
176 | 2.9333 | 0 | 0.0086431 | 0.00061146 | 0 | 0.0086431 | 0.0024063 | 0 | 0.0030178 | 5.0296e-05 | 0.011338 | 0.011274 | 0.011274 | 88 | 176 | 0 | 0.002889 | 0.0028849 | 0.0028849 | 176 | 346
177 | 2.95 | 0 | 0.0086431 | 0.00059766 | 0 | 0.0086431 | 0.002352 | 0 | 0.0029496 | 4.9161e-05 | 0.011365 | 0.011301 | 0.011301 | 88 | 177 | 0 | 0.002889 | 0.0028849 | 0.0028849 | 177 | 346
178 | 2.9667 | 0 | 0.0086431 | 0.00058417 | 0 | 0.0086431 | 0.0022989 | 0 | 0.0028831 | 4.8051e-05 | 0.011391 | 0.011326 | 0.011326 | 88 | 178 | 0 | 0.002889 | 0.0028849 | 0.0028849 | 178 | 346
179 | 2.9833 | 0 | 0.0086431 | 0.00057098 | 0 | 0.0086431 | 0.002247 | 0 | 0.002818 | 4.6966e-05 | 0.011416 | 0.011351 | 0.011351 | 88 | 179 | 0 | 0.002889 | 0.0028849 | 0.0028849 | 179 | 346
180 | 3 | 0 | 0.0086431 | 0.00055809 | 0 | 0.0086431 | 0.0021963 | 0 | 0.0027544 | 4.5906e-05 | 0.011441 | 0.011376 | 0.011376 | 87 | 180 | 0 | 0.002889 | 0.0028849 | 0.0028849 | 180 | 346
181 | 3.0167 | 0 | 0.0086431 | 0.00054549 | 0 | 0.0086431 | 0.0021467 | 0 | 0.0026922 | 4.487e-05 | 0.011465 | 0.0114 | 0.0114 | 87 | 181 | 0 | 0.002889 | 0.0028849 | 0.0028849 | 181 | 346
182 | 3.0333 | 0 | 0.0086431 | 0.00053318 | 0 | 0.0086431 | 0.0020982 | 0 | 0.0026314 | 4.3857e-05 | 0.011489 | 0.011423 | 0.011423 | 87 | 182 | 0 | 0.002889 | 0.0028849 | 0.0028849 | 182 | 346
183 | 3.05 | 0 | 0.0086431 | 0.00052114 | 0 | 0.0086431 | 0.0020509 | 0 | 0.002572 | 4.2867e-05 | 0.011512 | 0.011446 | 0.011446 | 87 | 183 | 0 | 0.002889 | 0.0028849 | 0.0028849 | 183 | 346
184 | 3.0667 | 0 | 0.0086431 | 0.00050937 | 0 | 0.0086431 | 0.0020046 | 0 | 0.0025139 | 4.1899e-05 | 0.011535 | 0.011468 | 0.011468 | 87 | 184 | 0 | 0.002889 | 0.0028849 | 0.0028849 | 184 | 346
185 | 3.0833 | 0 | 0.0086431 | 0.00049788 | 0 | 0.0086431 | 0.0019593 | 0 | 0.0024572 | 4.0953e-05 | 0.011557 | 0.01149 | 0.01149 | 87 | 185 | 0 | 0.002889 | 0.0028849 | 0.0028849 | 185 | 346
186 | 3.1 | 0 | 0.0086431 | 0.00048664 | 0 | 0.0086431 | 0.0019151 | 0 | 0.0024017 | 4.0029e-05 | 0.011578 | 0.011512 | 0.011512 | 86 | 186 | 0 | 0.002889 | 0.0028849 | 0.0028849 | 186 | 346
187 | 3.1167 | 0 | 0.0086431 | 0.00047565 | 0 | 0.0086431 | 0.0018719 | 0 | 0.0023475 | 3.9125e-05 | 0.0116 | 0.011533 | 0.011533 | 86 | 187 | 0 | 0.002889 | 0.0028849 | 0.0028849 | 187 | 346
188 | 3.1333 | 0 | 0.0086431 | 0.00046491 | 0 | 0.0086431 | 0.0018296 | 0 | 0.0022945 | 3.8242e-05 | 0.01162 | 0.011553 | 0.011553 | 86 | 188 | 0 | 0.002889 | 0.0028849 | 0.0028849 | 188 | 346
189 | 3.15 | 0 | 0.0086431 | 0.00045442 | 0 | 0.0086431 | 0.0017883 | 0 | 0.0022427 | 3.7379e-05 | 0.01164 | 0.011573 | 0.011573 | 86 | 189 | 0 | 0.002889 | 0.0028849 | 0.0028849 | 189 | 346
190 | 3.1667 | 0 | 0.0086431 | 0.00044416 | 0 | 0.0086431 | 0.0017479 | 0 | 0.0021921 | 3.6535e-05 | 0.01166 | 0.011592 | 0.011592 | 86 | 190 | 0 | 0.002889 | 0.0028849 | 0.0028849 | 190 | 346
191 | 3.1833 | 0 | 0.0086431 | 0.00043413 | 0 | 0.0086431 | 0.0017085 | 0 | 0.0021426 | 3.571e-05 | 0.011679 | 0.011612 | 0.011612 | 86 | 191 | 0 | 0.002889 | 0.0028849 | 0.0028849 | 191 | 346
192 | 3.2 | 0 | 0.0086431 | 0.00042433 | 0 | 0.0086431 | 0.0016699 | 0 | 0.0020942 | 3.4904e-05 | 0.011698 | 0.01163 | 0.01163 | 85 | 192 | 0 | 0.002889 | 0.0028849 | 0.0028849 | 192 | 346
193 | 3.2167 | 0 | 0.0086431 | 0.00041475 | 0 | 0.0086431 | 0.0016322 | 0 | 0.002047 | 3.4116e-05 | 0.011717 | 0.011648 | 0.011648 | 85 | 193 | 0 | 0.002889 | 0.0028849 | 0.0028849 | 193 | 346
194 | 3.2333 | 0 | 0.0086431 | 0.00040539 | 0 | 0.0086431 | 0.0015954 | 0 | 0.0020007 | 3.3346e-05 | 0.011735 | 0.011666 | 0.011666 | 85 | 194 | 0 | 0.002889 | 0.0028849 | 0.0028849 | 194 | 346
195 | 3.25 | 0 | 0.0086431 | 0.00039624 | 0 | 0.0086431 | 0.0015593 | 0 | 0.0019556 | 3.2593e-05 | 0.011752 | 0.011684 | 0.011684 | 85 | 195 | 0 | 0.002889 | 0.0028849 | 0.0028849 | 195 | 346
196 | 3.2667 | 0 | 0.0086431 | 0.00038729 | 0 | 0.0086431 | 0.0015241 | 0 | 0.0019114 | 3.1857e-05 | 0.01177 | 0.011701 | 0.011701 | 85 | 196 | 0 | 0.002889 | 0.0028849 | 0.0028849 | 196 | 346
197 | 3.2833 | 0 | 0.0086431 | 0.00037855 | 0 | 0.0086431 | 0.0014897 | 0 | 0.0018683 | 3.1138e-05 | 0.011786 | 0.011717 | 0.011717 | 85 | 197 | 0 | 0.002889 | 0.0028849 | 0.0028849 | 197 | 346
198 | 3.3 | 0 | 0.0086431 | 0.00037001 | 0 | 0.0086431 | 0.0014561 | 0 | 0.0018261 | 3.0435e-05 | 0.011803 | 0.011733 | 0.011733 | 85 | 198 | 0 | 0.002889 | 0.0028849 | 0.0028849 | 198 | 346
199 | 3.3167 | 0 | 0.0086431 | 0.00036165 | 0 | 0.0086431 | 0.0014232 | 0 | 0.0017849 | 2.9748e-05 | 0.011819 | 0.011749 | 0.011749 | 85 | 199 | 0 | 0.002889 | 0.0028849 | 0.0028849 | 199 | 346
200 | 3.3333 | 0 | 0.0086431 | 0.00035349 | 0 | 0.0086431 | 0.0013911 | 0 | 0.0017446 | 2.9076e-05 | 0.011835 | 0.011765 | 0.011765 | 84 | 200 | 0 | 0.002889 | 0.0028849 | 0.0028849 | 200 | 346
201 | 3.35 | 0 | 0.0086431 | 0.00034551 | 0 | 0.0086431 | 0.0013597 | 0 | 0.0017052 | 2.842e-05 | 0.01185 | 0.01178 | 0.01178 | 84 | 201 | 0 | 0.002889 | 0.0028849 | 0.0028849 | 201 | 346
202 | 3.3667 | 0 | 0.0086431 | 0.00033771 | 0 | 0.0086431 | 0.001329 | 0 | 0.0016667 | 2.7779e-05 | 0.011865 | 0.011795 | 0.011795 | 84 | 202 | 0 | 0.002889 | 0.0028849 | 0.0028849 | 202 | 346
203 | 3.3833 | 0 | 0.0086431 | 0.00033009 | 0 | 0.0086431 | 0.001299 | 0 | 0.0016291 | 2.7151e-05 | 0.01188 | 0.011809 | 0.011809 | 84 | 203 | 0 | 0.002889 | 0.0028849 | 0.0028849 | 203 | 346
204 | 3.4 | 0 | 0.0086431 | 0.00032263 | 0 | 0.0086431 | 0.0012697 | 0 | 0.0015923 | 2.6538e-05 | 0.011894 | 0.011823 | 0.011823 | 84 | 204 | 0 | 0.002889 | 0.0028849 | 0.0028849 | 204 | 346
205 | 3.4167 | 0 | 0.0086431 | 0.00031535 | 0 | 0.0086431 | 0.001241 | 0 | 0.0015564 | 2.5939e-05 | 0.011908 | 0.011837 | 0.011837 | 84 | 205 | 0 | 0.002889 | 0.0028849 | 0.0028849 | 205 | 346
206 | 3.4333 | 0 | 0.0086431 | 0.00030823 | 0 | 0.0086431 | 0.001213 | 0 | 0.0015212 | 2.5354e-05 | 0.011922 | 0.011851 | 0.011851 | 84 | 206 | 0 | 0.002889 | 0.0028849 | 0.0028849 | 206 | 346
207 | 3.45 | 0 | 0.0086431 | 0.00030127 | 0 | 0.0086431 | 0.0011856 | 0 | 0.0014869 | 2.4781e-05 | 0.011935 | 0.011864 | 0.011864 | 84 | 207 | 0 | 0.002889 | 0.0028849 | 0.0028849 | 207 | 346
208 | 3.4667 | 0 | 0.0086431 | 0.00029447 | 0 | 0.0086431 | 0.0011589 | 0 | 0.0014533 | 2.4222e-05 | 0.011948 | 0.011877 | 0.011877 | 84 | 208 | 0 | 0.002889 | 0.0028849 | 0.0028849 | 208 | 346
209 | 3.4833 | 0 | 0.0086431 | 0.00028782 | 0 | 0.0086431 | 0.0011327 | 0 | 0.0014205 | 2.3675e-05 | 0.011961 | 0.01189 | 0.01189 | 84 | 209 | 0 | 0.002889 | 0.0028849 | 0.0028849 | 209 | 346
210 | 3.5 | 0 | 0.0086431 | 0.00028133 | 0 | 0.0086431 | 0.0011071 | 0 | 0.0013884 | 2.3141e-05 | 0.011973 | 0.011902 | 0.011902 | 84 | 210 | 0 | 0.002889 | 0.0028849 | 0.0028849 | 210 | 346
211 | 3.5167 | 0 | 0.0086431 | 0.00027498 | 0 | 0.0086431 | 0.0010821 | 0 | 0.0013571 | 2.2618e-05 | 0.011986 | 0.011914 | 0.011914 | 83 | 211 | 0 | 0.002889 | 0.0028849 | 0.0028849 | 211 | 346
212 | 3.5333 | 0 | 0.0086431 | 0.00026877 | 0 | 0.0086431 | 0.0010577 | 0 | 0.0013265 | 2.2108e-05 | 0.011997 | 0.011926 | 0.011926 | 83 | 212 | 0 | 0.002889 | 0.0028849 | 0.0028849 | 212 | 346
213 | 3.55 | 0 | 0.0086431 | 0.0002627 | 0 | 0.0086431 | 0.0010338 | 0 | 0.0012965 | 2.1609e-05 | 0.012009 | 0.011937 | 0.011937 | 83 | 213 | 0 | 0.002889 | 0.0028849 | 0.0028849 | 213 | 346
214 | 3.5667 | 0 | 0.0086431 | 0.00025677 | 0 | 0.0086431 | 0.0010105 | 0 | 0.0012673 | 2.1121e-05 | 0.012021 | 0.011949 | 0.011949 | 83 | 214 | 0 | 0.002889 | 0.0028849 | 0.0028849 | 214 | 346
215 | 3.5833 | 0 | 0.0086431 | 0.00025097 | 0 | 0.0086431 | 0.00098767 | 0 | 0.0012386 | 2.0644e-05 | 0.012032 | 0.01196 | 0.01196 | 83 | 215 | 0 | 0.002889 | 0.0028849 | 0.0028849 | 215 | 346
216 | 3.6 | 0 | 0.0086431 | 0.00024531 | 0 | 0.0086431 | 0.00096538 | 0 | 0.0012107 | 2.0178e-05 | 0.012043 | 0.01197 | 0.01197 | 83 | 216 | 0 | 0.002889 | 0.0028849 | 0.0028849 | 216 | 346
217 | 3.6167 | 0 | 0.0086431 | 0.00023977 | 0 | 0.0086431 | 0.00094358 | 0 | 0.0011834 | 1.9723e-05 | 0.012053 | 0.011981 | 0.011981 | 83 | 217 | 0 | 0.002889 | 0.0028849 | 0.0028849 | 217 | 346
218 | 3.6333 | 0 | 0.0086431 | 0.00023436 | 0 | 0.0086431 | 0.00092228 | 0 | 0.0011566 | 1.9277e-05 | 0.012064 | 0.011991 | 0.011991 | 83 | 218 | 0 | 0.002889 | 0.0028849 | 0.0028849 | 218 | 346
219 | 3.65 | 0 | 0.0086431 | 0.00022907 | 0 | 0.0086431 | 0.00090146 | 0 | 0.0011305 | 1.8842e-05 | 0.012074 | 0.012001 | 0.012001 | 83 | 219 | 0 | 0.002889 | 0.0028849 | 0.0028849 | 219 | 346
220 | 3.6667 | 0 | 0.0086431 | 0.0002239 | 0 | 0.0086431 | 0.00088111 | 0 | 0.001105 | 1.8417e-05 | 0.012084 | 0.012011 | 0.012011 | 83 | 220 | 0 | 0.002889 | 0.0028849 | 0.0028849 | 220 | 346
221 | 3.6833 | 0 | 0.0086431 | 0.00021884 | 0 | 0.0086431 | 0.00086122 | 0 | 0.0010801 | 1.8001e-05 | 0.012093 | 0.012021 | 0.012021 | 83 | 221 | 0 | 0.002889 | 0.0028849 | 0.0028849 | 221 | 346
222 | 3.7 | 0 | 0.0086431 | 0.0002139 | 0 | 0.0086431 | 0.00084178 | 0 | 0.0010557 | 1.7595e-05 | 0.012103 | 0.01203 | 0.01203 | 83 | 222 | 0 | 0.002889 | 0.0028849 | 0.0028849 | 222 | 346
223 | 3.7167 | 0 | 0.0086431 | 0.00020907 | 0 | 0.0086431 | 0.00082278 | 0 | 0.0010318 | 1.7197e-05 | 0.012112 | 0.012039 | 0.012039 | 83 | 223 | 0 | 0.002889 | 0.0028849 | 0.0028849 | 223 | 346
224 | 3.7333 | 0 | 0.0086431 | 0.00020435 | 0 | 0.0086431 | 0.0008042 | 0 | 0.0010086 | 1.6809e-05 | 0.012121 | 0.012048 | 0.012048 | 83 | 224 | 0 | 0.002889 | 0.0028849 | 0.0028849 | 224 | 346
225 | 3.75 | 0 | 0.0086431 | 0.00019974 | 0 | 0.0086431 | 0.00078605 | 0 | 0.00098579 | 1.643e-05 | 0.01213 | 0.012057 | 0.012057 | 82 | 225 | 0 | 0.002889 | 0.0028849 | 0.0028849 | 225 | 346
226 | 3.7667 | 0 | 0.0086431 | 0.00019523 | 0 | 0.0086431 | 0.0007683 | 0 | 0.00096353 | 1.6059e-05 | 0.012139 | 0.012066 | 0.012066 | 82 | 226 | 0 | 0.002889 | 0.0028849 | 0.0028849 | 226 | 346
227 | 3.7833 | 0 | 0.0086431 | 0.00019082 | 0 | 0.0086431 | 0.00075096 | 0 | 0.00094178 | 1.5696e-05 | 0.012147 | 0.012074 | 0.012074 | 82 | 227 | 0 | 0.002889 | 0.0028849 | 0.0028849 | 227 | 346
228 | 3.8 | 0 | 0.0086431 | 0.00018652 | 0 | 0.0086431 | 0.00073401 | 0 | 0.00092052 | 1.5342e-05 | 0.012156 | 0.012082 | 0.012082 | 82 | 228 | 0 | 0.002889 | 0.0028849 | 0.0028849 | 228 | 346
229 | 3.8167 | 0 | 0.0086431 | 0.00018231 | 0 | 0.0086431 | 0.00071744 | 0 | 0.00089974 | 1.4996e-05 | 0.012164 | 0.01209 | 0.01209 | 82 | 229 | 0 | 0.002889 | 0.0028849 | 0.0028849 | 229 | 346
230 | 3.8333 | 0 | 0.0086431 | 0.00017819 | 0 | 0.0086431 | 0.00070124 | 0 | 0.00087943 | 1.4657e-05 | 0.012172 | 0.012098 | 0.012098 | 82 | 230 | 0 | 0.002889 | 0.0028849 | 0.0028849 | 230 | 346
231 | 3.85 | 0 | 0.0086431 | 0.00017417 | 0 | 0.0086431 | 0.00068541 | 0 | 0.00085958 | 1.4326e-05 | 0.012179 | 0.012106 | 0.012106 | 82 | 231 | 0 | 0.002889 | 0.0028849 | 0.0028849 | 231 | 346
232 | 3.8667 | 0 | 0.0086431 | 0.00017024 | 0 | 0.0086431 | 0.00066994 | 0 | 0.00084017 | 1.4003e-05 | 0.012187 | 0.012113 | 0.012113 | 82 | 232 | 0 | 0.002889 | 0.0028849 | 0.0028849 | 232 | 346
233 | 3.8833 | 0 | 0.0086431 | 0.00016639 | 0 | 0.0086431 | 0.00065481 | 0 | 0.00082121 | 1.3687e-05 | 0.012194 | 0.01212 | 0.01212 | 82 | 233 | 0 | 0.002889 | 0.0028849 | 0.0028849 | 233 | 346
234 | 3.9 | 0 | 0.0086431 | 0.00016264 | 0 | 0.0086431 | 0.00064003 | 0 | 0.00080267 | 1.3378e-05 | 0.012202 | 0.012127 | 0.012127 | 82 | 234 | 0 | 0.002889 | 0.0028849 | 0.0028849 | 234 | 346
235 | 3.9167 | 0 | 0.0086431 | 0.00015896 | 0 | 0.0086431 | 0.00062558 | 0 | 0.00078455 | 1.3076e-05 | 0.012209 | 0.012134 | 0.012134 | 82 | 235 | 0 | 0.002889 | 0.0028849 | 0.0028849 | 235 | 346
236 | 3.9333 | 0 | 0.0086431 | 0.00015538 | 0 | 0.0086431 | 0.00061146 | 0 | 0.00076684 | 1.2781e-05 | 0.012216 | 0.012141 | 0.012141 | 82 | 236 | 0 | 0.002889 | 0.0028849 | 0.0028849 | 236 | 346
237 | 3.95 | 0 | 0.0086431 | 0.00015187 | 0 | 0.0086431 | 0.00059766 | 0 | 0.00074953 | 1.2492e-05 | 0.012222 | 0.012148 | 0.012148 | 82 | 237 | 0 | 0.002889 | 0.0028849 | 0.0028849 | 237 | 346
238 | 3.9667 | 0 | 0.0086431 | 0.00014844 | 0 | 0.0086431 | 0.00058417 | 0 | 0.00073261 | 1.221e-05 | 0.012229 | 0.012154 | 0.012154 | 82 | 238 | 0 | 0.002889 | 0.0028849 | 0.0028849 | 238 | 346
239 | 3.9833 | 0 | 0.0086431 | 0.00014509 | 0 | 0.0086431 | 0.00057098 | 0 | 0.00071607 | 1.1934e-05 | 0.012235 | 0.012161 | 0.012161 | 82 | 239 | 0 | 0.002889 | 0.0028849 | 0.0028849 | 239 | 346
240 | 4 | 0 | 0.0086431 | 0.00014181 | 0 | 0.0086431 | 0.00055809 | 0 | 0.0006999 | 1.1665e-05 | 0.012242 | 0.012167 | 0.012167 | 82 | 240 | 0 | 0.002889 | 0.0028849 | 0.0028849 | 240 | 346
241 | 4.0167 | 0 | 0.0086431 | 0.00013861 | 0 | 0.0086431 | 0.00054549 | 0 | 0.0006841 | 1.1402e-05 | 0.012248 | 0.012173 | 0.012173 | 82 | 241 | 0 | 0.002889 | 0.0028849 | 0.0028849 | 241 | 346
242 | 4.0333 | 0 | 0.0086431 | 0.00013548 | 0 | 0.0086431 | 0.00053318 | 0 | 0.00066866 | 1.1144e-05 | 0.012254 | 0.012179 | 0.012179 | 82 | 242 | 0 | 0.002889 | 0.0028849 | 0.0028849 | 242 | 346
243 | 4.05 | 0 | 0.0086431 | 0.00013243 | 0 | 0.0086431 | 0.00052114 | 0 | 0.00065356 | 1.0893e-05 | 0.01226 | 0.012185 | 0.012185 | 82 | 243 | 0 | 0.002889 | 0.0028849 | 0.0028849 | 243 | 346
244 | 4.0667 | 0 | 0.0086431 | 0.00012944 | 0 | 0.0086431 | 0.00050937 | 0 | 0.00063881 | 1.0647e-05 | 0.012265 | 0.012191 | 0.012191 | 82 | 244 | 0 | 0.002889 | 0.0028849 | 0.0028849 | 244 | 346
245 | 4.0833 | 0 | 0.0086431 | 0.00012651 | 0 | 0.0086431 | 0.00049788 | 0 | 0.00062439 | 1.0406e-05 | 0.012271 | 0.012196 | 0.012196 | 81 | 245 | 0 | 0.002889 | 0.0028849 | 0.0028849 | 245 | 346
246 | 4.1 | 0 | 0.0086431 | 0.00012366 | 0 | 0.0086431 | 0.00048664 | 0 | 0.00061029 | 1.0172e-05 | 0.012277 | 0.012201 | 0.012201 | 81 | 246 | 0 | 0.002889 | 0.0028849 | 0.0028849 | 246 | 346
247 | 4.1167 | 0 | 0.0086431 | 0.00012087 | 0 | 0.0086431 | 0.00047565 | 0 | 0.00059652 | 9.9419e-06 | 0.012282 | 0.012207 | 0.012207 | 81 | 247 | 0 | 0.002889 | 0.0028849 | 0.0028849 | 247 | 346
248 | 4.1333 | 0 | 0.0086431 | 0.00011814 | 0 | 0.0086431 | 0.00046491 | 0 | 0.00058305 | 9.7175e-06 | 0.012287 | 0.012212 | 0.012212 | 81 | 248 | 0 | 0.002889 | 0.0028849 | 0.0028849 | 248 | 346
249 | 4.15 | 0 | 0.0086431 | 0.00011547 | 0 | 0.0086431 | 0.00045442 | 0 | 0.00056989 | 9.4981e-06 | 0.012292 | 0.012217 | 0.012217 | 81 | 249 | 0 | 0.002889 | 0.0028849 | 0.0028849 | 249 | 346
250 | 4.1667 | 0 | 0.0086431 | 0.00011286 | 0 | 0.0086431 | 0.00044416 | 0 | 0.00055702 | 9.2837e-06 | 0.012297 | 0.012222 | 0.012222 | 81 | 250 | 0 | 0.002889 | 0.0028849 | 0.0028849 | 250 | 346
251 | 4.1833 | 0 | 0.0086431 | 0.00011032 | 0 | 0.0086431 | 0.00043413 | 0 | 0.00054445 | 9.0741e-06 | 0.012302 | 0.012227 | 0.012227 | 81 | 251 | 0 | 0.002889 | 0.0028849 | 0.0028849 | 251 | 346
252 | 4.2 | 0 | 0.0086431 | 0.00010783 | 0 | 0.0086431 | 0.00042433 | 0 | 0.00053216 | 8.8693e-06 | 0.012307 | 0.012232 | 0.012232 | 81 | 252 | 0 | 0.002889 | 0.0028849 | 0.0028849 | 252 | 346
253 | 4.2167 | 0 | 0.0086431 | 0.00010539 | 0 | 0.0086431 | 0.00041475 | 0 | 0.00052014 | 8.6691e-06 | 0.012312 | 0.012236 | 0.012236 | 81 | 253 | 0 | 0.002889 | 0.0028849 | 0.0028849 | 253 | 346
254 | 4.2333 | 0 | 0.0086431 | 0.00010301 | 0 | 0.0086431 | 0.00040539 | 0 | 0.0005084 | 8.4734e-06 | 0.012316 | 0.012241 | 0.012241 | 81 | 254 | 0 | 0.002889 | 0.0028849 | 0.0028849 | 254 | 346
255 | 4.25 | 0 | 0.0086431 | 0.00010069 | 0 | 0.0086431 | 0.00039624 | 0 | 0.00049693 | 8.2821e-06 | 0.012321 | 0.012245 | 0.012245 | 81 | 255 | 0 | 0.002889 | 0.0028849 | 0.0028849 | 255 | 346
256 | 4.2667 | 0 | 0.0086431 | 9.8414e-05 | 0 | 0.0086431 | 0.00038729 | 0 | 0.00048571 | 8.0951e-06 | 0.012325 | 0.012249 | 0.012249 | 81 | 256 | 0 | 0.002889 | 0.0028849 | 0.0028849 | 256 | 346
257 | 4.2833 | 0 | 0.0086431 | 9.6192e-05 | 0 | 0.0086431 | 0.00037855 | 0 | 0.00047474 | 7.9124e-06 | 0.012329 | 0.012254 | 0.012254 | 81 | 257 | 0 | 0.002889 | 0.0028849 | 0.0028849 | 257 | 346
258 | 4.3 | 0 | 0.0086431 | 9.4021e-05 | 0 | 0.0086431 | 0.00037001 | 0 | 0.00046403 | 7.7338e-06 | 0.012334 | 0.012258 | 0.012258 | 81 | 258 | 0 | 0.002889 | 0.0028849 | 0.0028849 | 258 | 346
259 | 4.3167 | 0 | 0.0086431 | 9.1898e-05 | 0 | 0.0086431 | 0.00036165 | 0 | 0.00045355 | 7.5592e-06 | 0.012338 | 0.012262 | 0.012262 | 81 | 259 | 0 | 0.002889 | 0.0028849 | 0.0028849 | 259 | 346
260 | 4.3333 | 0 | 0.0086431 | 8.9824e-05 | 0 | 0.0086431 | 0.00035349 | 0 | 0.00044331 | 7.3885e-06 | 0.012342 | 0.012266 | 0.012266 | 81 | 260 | 0 | 0.002889 | 0.0028849 | 0.0028849 | 260 | 346
261 | 4.35 | 0 | 0.0086431 | 8.7796e-05 | 0 | 0.0086431 | 0.00034551 | 0 | 0.0004333 | 7.2217e-06 | 0.012346 | 0.01227 | 0.01227 | 81 | 261 | 0 | 0.002889 | 0.0028849 | 0.0028849 | 261 | 346
262 | 4.3667 | 0 | 0.0086431 | 8.5814e-05 | 0 | 0.0086431 | 0.00033771 | 0 | 0.00042352 | 7.0587e-06 | 0.012349 | 0.012273 | 0.012273 | 81 | 262 | 0 | 0.002889 | 0.0028849 | 0.0028849 | 262 | 346
263 | 4.3833 | 0 | 0.0086431 | 8.3877e-05 | 0 | 0.0086431 | 0.00033009 | 0 | 0.00041396 | 6.8994e-06 | 0.012353 | 0.012277 | 0.012277 | 81 | 263 | 0 | 0.002889 | 0.0028849 | 0.0028849 | 263 | 346
264 | 4.4 | 0 | 0.0086431 | 8.1983e-05 | 0 | 0.0086431 | 0.00032263 | 0 | 0.00040462 | 6.7436e-06 | 0.012357 | 0.012281 | 0.012281 | 81 | 264 | 0 | 0.002889 | 0.0028849 | 0.0028849 | 264 | 346
265 | 4.4167 | 0 | 0.0086431 | 8.0133e-05 | 0 | 0.0086431 | 0.00031535 | 0 | 0.00039548 | 6.5914e-06 | 0.01236 | 0.012284 | 0.012284 | 81 | 265 | 0 | 0.002889 | 0.0028849 | 0.0028849 | 265 | 346
266 | 4.4333 | 0 | 0.0086431 | 7.8324e-05 | 0 | 0.0086431 | 0.00030823 | 0 | 0.00038655 | 6.4426e-06 | 0.012364 | 0.012288 | 0.012288 | 81 | 266 | 0 | 0.002889 | 0.0028849 | 0.0028849 | 266 | 346
267 | 4.45 | 0 | 0.0086431 | 7.6556e-05 | 0 | 0.0086431 | 0.00030127 | 0 | 0.00037783 | 6.2971e-06 | 0.012367 | 0.012291 | 0.012291 | 81 | 267 | 0 | 0.002889 | 0.0028849 | 0.0028849 | 267 | 346
268 | 4.4667 | 0 | 0.0086431 | 7.4827e-05 | 0 | 0.0086431 | 0.00029447 | 0 | 0.0003693 | 6.155e-06 | 0.01237 | 0.012294 | 0.012294 | 81 | 268 | 0 | 0.002889 | 0.0028849 | 0.0028849 | 268 | 346
269 | 4.4833 | 0 | 0.0086431 | 7.3138e-05 | 0 | 0.0086431 | 0.00028782 | 0 | 0.00036096 | 6.016e-06 | 0.012374 | 0.012297 | 0.012297 | 81 | 269 | 0 | 0.002889 | 0.0028849 | 0.0028849 | 269 | 346
270 | 4.5 | 0 | 0.0086431 | 7.1487e-05 | 0 | 0.0086431 | 0.00028133 | 0 | 0.00035281 | 5.8802e-06 | 0.012377 | 0.012301 | 0.012301 | 81 | 270 | 0 | 0.002889 | 0.0028849 | 0.0028849 | 270 | 346
271 | 4.5167 | 0 | 0.0086431 | 6.9873e-05 | 0 | 0.0086431 | 0.00027498 | 0 | 0.00034485 | 5.7475e-06 | 0.01238 | 0.012304 | 0.012304 | 81 | 271 | 0 | 0.002889 | 0.0028849 | 0.0028849 | 271 | 346
272 | 4.5333 | 0 | 0.0086431 | 6.8296e-05 | 0 | 0.0086431 | 0.00026877 | 0 | 0.00033706 | 5.6177e-06 | 0.012383 | 0.012307 | 0.012307 | 81 | 272 | 0 | 0.002889 | 0.0028849 | 0.0028849 | 272 | 346
273 | 4.55 | 0 | 0.0086431 | 6.6754e-05 | 0 | 0.0086431 | 0.0002627 | 0 | 0.00032946 | 5.4909e-06 | 0.012386 | 0.01231 | 0.01231 | 81 | 273 | 0 | 0.002889 | 0.0028849 | 0.0028849 | 273 | 346
274 | 4.5667 | 0 | 0.0086431 | 6.5247e-05 | 0 | 0.0086431 | 0.00025677 | 0 | 0.00032202 | 5.367e-06 | 0.012389 | 0.012312 | 0.012312 | 81 | 274 | 0 | 0.002889 | 0.0028849 | 0.0028849 | 274 | 346
275 | 4.5833 | 0 | 0.0086431 | 6.3774e-05 | 0 | 0.0086431 | 0.00025097 | 0 | 0.00031475 | 5.2458e-06 | 0.012392 | 0.012315 | 0.012315 | 81 | 275 | 0 | 0.002889 | 0.0028849 | 0.0028849 | 275 | 346
276 | 4.6 | 0 | 0.0086431 | 6.2335e-05 | 0 | 0.0086431 | 0.00024531 | 0 | 0.00030764 | 5.1274e-06 | 0.012394 | 0.012318 | 0.012318 | 81 | 276 | 0 | 0.002889 | 0.0028849 | 0.0028849 | 276 | 346
277 | 4.6167 | 0 | 0.0086431 | 6.0927e-05 | 0 | 0.0086431 | 0.00023977 | 0 | 0.0003007 | 5.0116e-06 | 0.012397 | 0.012321 | 0.012321 | 81 | 277 | 0 | 0.002889 | 0.0028849 | 0.0028849 | 277 | 346
278 | 4.6333 | 0 | 0.0086431 | 5.9552e-05 | 0 | 0.0086431 | 0.00023436 | 0 | 0.00029391 | 4.8985e-06 | 0.0124 | 0.012323 | 0.012323 | 81 | 278 | 0 | 0.002889 | 0.0028849 | 0.0028849 | 278 | 346
279 | 4.65 | 0 | 0.0086431 | 5.8208e-05 | 0 | 0.0086431 | 0.00022907 | 0 | 0.00028728 | 4.7879e-06 | 0.012402 | 0.012326 | 0.012326 | 81 | 279 | 0 | 0.002889 | 0.0028849 | 0.0028849 | 279 | 346
280 | 4.6667 | 0 | 0.0086431 | 5.6894e-05 | 0 | 0.0086431 | 0.0002239 | 0 | 0.00028079 | 4.6798e-06 | 0.012405 | 0.012328 | 0.012328 | 81 | 280 | 0 | 0.002889 | 0.0028849 | 0.0028849 | 280 | 346
281 | 4.6833 | 0 | 0.0086431 | 5.5609e-05 | 0 | 0.0086431 | 0.00021884 | 0 | 0.00027445 | 4.5742e-06 | 0.012407 | 0.012331 | 0.012331 | 81 | 281 | 0 | 0.002889 | 0.0028849 | 0.0028849 | 281 | 346
282 | 4.7 | 0 | 0.0086431 | 5.4354e-05 | 0 | 0.0086431 | 0.0002139 | 0 | 0.00026826 | 4.4709e-06 | 0.01241 | 0.012333 | 0.012333 | 81 | 282 | 0 | 0.002889 | 0.0028849 | 0.0028849 | 282 | 346
283 | 4.7167 | 0 | 0.0086431 | 5.3127e-05 | 0 | 0.0086431 | 0.00020907 | 0 | 0.0002622 | 4.37e-06 | 0.012412 | 0.012335 | 0.012335 | 81 | 283 | 0 | 0.002889 | 0.0028849 | 0.0028849 | 283 | 346
284 | 4.7333 | 0 | 0.0086431 | 5.1928e-05 | 0 | 0.0086431 | 0.00020435 | 0 | 0.00025628 | 4.2713e-06 | 0.012414 | 0.012338 | 0.012338 | 81 | 284 | 0 | 0.002889 | 0.0028849 | 0.0028849 | 284 | 346
285 | 4.75 | 0 | 0.0086431 | 5.0755e-05 | 0 | 0.0086431 | 0.00019974 | 0 | 0.0002505 | 4.1749e-06 | 0.012417 | 0.01234 | 0.01234 | 81 | 285 | 0 | 0.002889 | 0.0028849 | 0.0028849 | 285 | 346
286 | 4.7667 | 0 | 0.0086431 | 4.961e-05 | 0 | 0.0086431 | 0.00019523 | 0 | 0.00024484 | 4.0807e-06 | 0.012419 | 0.012342 | 0.012342 | 81 | 286 | 0 | 0.002889 | 0.0028849 | 0.0028849 | 286 | 346
287 | 4.7833 | 0 | 0.0086431 | 4.849e-05 | 0 | 0.0086431 | 0.00019082 | 0 | 0.00023931 | 3.9886e-06 | 0.012421 | 0.012344 | 0.012344 | 81 | 287 | 0 | 0.002889 | 0.0028849 | 0.0028849 | 287 | 346
288 | 4.8 | 0 | 0.0086431 | 4.7395e-05 | 0 | 0.0086431 | 0.00018652 | 0 | 0.00023391 | 3.8985e-06 | 0.012423 | 0.012346 | 0.012346 | 80 | 288 | 0 | 0.002889 | 0.0028849 | 0.0028849 | 288 | 346
289 | 4.8167 | 0 | 0.0086431 | 4.6325e-05 | 0 | 0.0086431 | 0.00018231 | 0 | 0.00022863 | 3.8105e-06 | 0.012425 | 0.012348 | 0.012348 | 80 | 289 | 0 | 0.002889 | 0.0028849 | 0.0028849 | 289 | 346
290 | 4.8333 | 0 | 0.0086431 | 4.5279e-05 | 0 | 0.0086431 | 0.00017819 | 0 | 0.00022347 | 3.7245e-06 | 0.012427 | 0.01235 | 0.01235 | 80 | 290 | 0 | 0.002889 | 0.0028849 | 0.0028849 | 290 | 346
291 | 4.85 | 0 | 0.0086431 | 4.4257e-05 | 0 | 0.0086431 | 0.00017417 | 0 | 0.00021842 | 3.6404e-06 | 0.012429 | 0.012352 | 0.012352 | 80 | 291 | 0 | 0.002889 | 0.0028849 | 0.0028849 | 291 | 346
292 | 4.8667 | 0 | 0.0086431 | 4.3258e-05 | 0 | 0.0086431 | 0.00017024 | 0 | 0.00021349 | 3.5582e-06 | 0.012431 | 0.012354 | 0.012354 | 80 | 292 | 0 | 0.002889 | 0.0028849 | 0.0028849 | 292 | 346
293 | 4.8833 | 0 | 0.0086431 | 4.2282e-05 | 0 | 0.0086431 | 0.00016639 | 0 | 0.00020867 | 3.4779e-06 | 0.012433 | 0.012356 | 0.012356 | 80 | 293 | 0 | 0.002889 | 0.0028849 | 0.0028849 | 293 | 346
294 | 4.9 | 0 | 0.0086431 | 4.1327e-05 | 0 | 0.0086431 | 0.00016264 | 0 | 0.00020396 | 3.3994e-06 | 0.012435 | 0.012358 | 0.012358 | 80 | 294 | 0 | 0.002889 | 0.0028849 | 0.0028849 | 294 | 346
295 | 4.9167 | 0 | 0.0086431 | 4.0394e-05 | 0 | 0.0086431 | 0.00015896 | 0 | 0.00019936 | 3.3227e-06 | 0.012437 | 0.01236 | 0.01236 | 80 | 295 | 0 | 0.002889 | 0.0028849 | 0.0028849 | 295 | 346
296 | 4.9333 | 0 | 0.0086431 | 3.9482e-05 | 0 | 0.0086431 | 0.00015538 | 0 | 0.00019486 | 3.2476e-06 | 0.012438 | 0.012361 | 0.012361 | 80 | 296 | 0 | 0.002889 | 0.0028849 | 0.0028849 | 296 | 346
297 | 4.95 | 0 | 0.0086431 | 3.8591e-05 | 0 | 0.0086431 | 0.00015187 | 0 | 0.00019046 | 3.1743e-06 | 0.01244 | 0.012363 | 0.012363 | 80 | 297 | 0 | 0.002889 | 0.0028849 | 0.0028849 | 297 | 346
298 | 4.9667 | 0 | 0.0086431 | 3.772e-05 | 0 | 0.0086431 | 0.00014844 | 0 | 0.00018616 | 3.1027e-06 | 0.012442 | 0.012365 | 0.012365 | 80 | 298 | 0 | 0.002889 | 0.0028849 | 0.0028849 | 298 | 346
299 | 4.9833 | 0 | 0.0086431 | 3.6868e-05 | 0 | 0.0086431 | 0.00014509 | 0 | 0.00018196 | 3.0326e-06 | 0.012443 | 0.012366 | 0.012366 | 80 | 299 | 0 | 0.002889 | 0.0028849 | 0.0028849 | 299 | 346
300 | 5 | 0 | 0.0086431 | 3.6036e-05 | 0 | 0.0086431 | 0.00014181 | 0 | 0.00017785 | 2.9642e-06 | 0.012445 | 0.012368 | 0.012368 | 80 | 300 | 0 | 0.002889 | 0.0028849 | 0.0028849 | 300 | 346
301 | 5.0167 | 0 | 0.0086431 | 3.5222e-05 | 0 | 0.0086431 | 0.00013861 | 0 | 0.00017384 | 2.8973e-06 | 0.012447 | 0.012369 | 0.012369 | 80 | 301 | 0 | 0.002889 | 0.0028849 | 0.0028849 | 301 | 346
302 | 5.0333 | 0 | 0.0086431 | 3.4427e-05 | 0 | 0.0086431 | 0.00013548 | 0 | 0.00016991 | 2.8318e-06 | 0.012448 | 0.012371 | 0.012371 | 80 | 302 | 0 | 0.002889 | 0.0028849 | 0.0028849 | 302 | 346
303 | 5.05 | 0 | 0.0086431 | 3.365e-05 | 0 | 0.0086431 | 0.00013243 | 0 | 0.00016608 | 2.7679e-06 | 0.01245 | 0.012372 | 0.012372 | 80 | 303 | 0 | 0.002889 | 0.0028849 | 0.0028849 | 303 | 346
304 | 5.0667 | 0 | 0.0086431 | 3.289e-05 | 0 | 0.0086431 | 0.00012944 | 0 | 0.00016233 | 2.7054e-06 | 0.012451 | 0.012374 | 0.012374 | 80 | 304 | 0 | 0.002889 | 0.0028849 | 0.0028849 | 304 | 346
305 | 5.0833 | 0 | 0.0086431 | 3.2148e-05 | 0 | 0.0086431 | 0.00012651 | 0 | 0.00015866 | 2.6444e-06 | 0.012453 | 0.012375 | 0.012375 | 80 | 305 | 0 | 0.002889 | 0.0028849 | 0.0028849 | 305 | 346
306 | 5.1 | 0 | 0.0086431 | 3.1422e-05 | 0 | 0.0086431 | 0.00012366 | 0 | 0.00015508 | 2.5847e-06 | 0.012454 | 0.012377 | 0.012377 | 80 | 306 | 0 | 0.002889 | 0.0028849 | 0.0028849 | 306 | 346
307 | 5.1167 | 0 | 0.0086431 | 3.0713e-05 | 0 | 0.0086431 | 0.00012087 | 0 | 0.00015158 | 2.5263e-06 | 0.012455 | 0.012378 | 0.012378 | 80 | 307 | 0 | 0.002889 | 0.0028849 | 0.0028849 | 307 | 346
308 | 5.1333 | 0 | 0.0086431 | 3.002e-05 | 0 | 0.0086431 | 0.00011814 | 0 | 0.00014816 | 2.4693e-06 | 0.012457 | 0.012379 | 0.012379 | 80 | 308 | 0 | 0.002889 | 0.0028849 | 0.0028849 | 308 | 346
309 | 5.15 | 0 | 0.0086431 | 2.9342e-05 | 0 | 0.0086431 | 0.00011547 | 0 | 0.00014481 | 2.4135e-06 | 0.012458 | 0.012381 | 0.012381 | 80 | 309 | 0 | 0.002889 | 0.0028849 | 0.0028849 | 309 | 346
310 | 5.1667 | 0 | 0.0086431 | 2.868e-05 | 0 | 0.0086431 | 0.00011286 | 0 | 0.00014154 | 2.3591e-06 | 0.012459 | 0.012382 | 0.012382 | 80 | 310 | 0 | 0.002889 | 0.0028849 | 0.0028849 | 310 | 346
311 | 5.1833 | 0 | 0.0086431 | 2.8032e-05 | 0 | 0.0086431 | 0.00011032 | 0 | 0.00013835 | 2.3058e-06 | 0.01246 | 0.012383 | 0.012383 | 80 | 311 | 0 | 0.002889 | 0.0028849 | 0.0028849 | 311 | 346
312 | 5.2 | 0 | 0.0086431 | 2.7399e-05 | 0 | 0.0086431 | 0.00010783 | 0 | 0.00013523 | 2.2538e-06 | 0.012462 | 0.012384 | 0.012384 | 80 | 312 | 0 | 0.002889 | 0.0028849 | 0.0028849 | 312 | 346
313 | 5.2167 | 0 | 0.0086431 | 2.6781e-05 | 0 | 0.0086431 | 0.00010539 | 0 | 0.00013217 | 2.2029e-06 | 0.012463 | 0.012386 | 0.012386 | 80 | 313 | 0 | 0.002889 | 0.0028849 | 0.0028849 | 313 | 346
314 | 5.2333 | 0 | 0.0086431 | 2.6176e-05 | 0 | 0.0086431 | 0.00010301 | 0 | 0.00012919 | 2.1531e-06 | 0.012464 | 0.012387 | 0.012387 | 80 | 314 | 0 | 0.002889 | 0.0028849 | 0.0028849 | 314 | 346
315 | 5.25 | 0 | 0.0086431 | 2.5585e-05 | 0 | 0.0086431 | 0.00010069 | 0 | 0.00012627 | 2.1045e-06 | 0.012465 | 0.012388 | 0.012388 | 80 | 315 | 0 | 0.002889 | 0.0028849 | 0.0028849 | 315 | 346
316 | 5.2667 | 0 | 0.0086431 | 2.5008e-05 | 0 | 0.0086431 | 9.8414e-05 | 0 | 0.00012342 | 2.057e-06 | 0.012466 | 0.012389 | 0.012389 | 80 | 316 | 0 | 0.002889 | 0.0028849 | 0.0028849 | 316 | 346
317 | 5.2833 | 0 | 0.0086431 | 2.4443e-05 | 0 | 0.0086431 | 9.6192e-05 | 0 | 0.00012064 | 2.0106e-06 | 0.012467 | 0.01239 | 0.01239 | 80 | 317 | 0 | 0.002889 | 0.0028849 | 0.0028849 | 317 | 346
318 | 5.3 | 0 | 0.0086431 | 2.3891e-05 | 0 | 0.0086431 | 9.4021e-05 | 0 | 0.00011791 | 1.9652e-06 | 0.012468 | 0.012391 | 0.012391 | 80 | 318 | 0 | 0.002889 | 0.0028849 | 0.0028849 | 318 | 346
319 | 5.3167 | 0 | 0.0086431 | 2.3352e-05 | 0 | 0.0086431 | 9.1898e-05 | 0 | 0.00011525 | 1.9208e-06 | 0.012469 | 0.012392 | 0.012392 | 80 | 319 | 0 | 0.002889 | 0.0028849 | 0.0028849 | 319 | 346
320 | 5.3333 | 0 | 0.0086431 | 2.2825e-05 | 0 | 0.0086431 | 8.9824e-05 | 0 | 0.00011265 | 1.8775e-06 | 0.01247 | 0.012393 | 0.012393 | 80 | 320 | 0 | 0.002889 | 0.0028849 | 0.0028849 | 320 | 346
321 | 5.35 | 0 | 0.0086431 | 2.231e-05 | 0 | 0.0086431 | 8.7796e-05 | 0 | 0.00011011 | 1.8351e-06 | 0.012471 | 0.012394 | 0.012394 | 80 | 321 | 0 | 0.002889 | 0.0028849 | 0.0028849 | 321 | 346
322 | 5.3667 | 0 | 0.0086431 | 2.1806e-05 | 0 | 0.0086431 | 8.5814e-05 | 0 | 0.00010762 | 1.7937e-06 | 0.012472 | 0.012395 | 0.012395 | 80 | 322 | 0 | 0.002889 | 0.0028849 | 0.0028849 | 322 | 346
323 | 5.3833 | 0 | 0.0086431 | 2.1314e-05 | 0 | 0.0086431 | 8.3877e-05 | 0 | 0.00010519 | 1.7532e-06 | 0.012473 | 0.012396 | 0.012396 | 80 | 323 | 0 | 0.002889 | 0.0028849 | 0.0028849 | 323 | 346
324 | 5.4 | 0 | 0.0086431 | 2.0833e-05 | 0 | 0.0086431 | 8.1983e-05 | 0 | 0.00010282 | 1.7136e-06 | 0.012474 | 0.012397 | 0.012397 | 80 | 324 | 0 | 0.002889 | 0.0028849 | 0.0028849 | 324 | 346
325 | 5.4167 | 0 | 0.0086431 | 2.0362e-05 | 0 | 0.0086431 | 8.0133e-05 | 0 | 0.00010049 | 1.6749e-06 | 0.012475 | 0.012398 | 0.012398 | 80 | 325 | 0 | 0.002889 | 0.0028849 | 0.0028849 | 325 | 346
326 | 5.4333 | 0 | 0.0086431 | 1.9903e-05 | 0 | 0.0086431 | 7.8324e-05 | 0 | 9.8226e-05 | 1.6371e-06 | 0.012476 | 0.012399 | 0.012399 | 80 | 326 | 0 | 0.002889 | 0.0028849 | 0.0028849 | 326 | 346
327 | 5.45 | 0 | 0.0086431 | 1.9453e-05 | 0 | 0.0086431 | 7.6556e-05 | 0 | 9.6009e-05 | 1.6001e-06 | 0.012477 | 0.012399 | 0.012399 | 80 | 327 | 0 | 0.002889 | 0.0028849 | 0.0028849 | 327 | 346
328 | 5.4667 | 0 | 0.0086431 | 1.9014e-05 | 0 | 0.0086431 | 7.4827e-05 | 0 | 9.3842e-05 | 1.564e-06 | 0.012478 | 0.0124 | 0.0124 | 80 | 328 | 0 | 0.002889 | 0.0028849 | 0.0028849 | 328 | 346
329 | 5.4833 | 0 | 0.0086431 | 1.8585e-05 | 0 | 0.0086431 | 7.3138e-05 | 0 | 9.1723e-05 | 1.5287e-06 | 0.012479 | 0.012401 | 0.012401 | 80 | 329 | 0 | 0.002889 | 0.0028849 | 0.0028849 | 329 | 346
330 | 5.5 | 0 | 0.0086431 | 1.8165e-05 | 0 | 0.0086431 | 7.1487e-05 | 0 | 8.9652e-05 | 1.4942e-06 | 0.012479 | 0.012402 | 0.012402 | 80 | 330 | 0 | 0.002889 | 0.0028849 | 0.0028849 | 330 | 346
331 | 5.5167 | 0 | 0.0086431 | 1.7755e-05 | 0 | 0.0086431 | 6.9873e-05 | 0 | 8.7629e-05 | 1.4605e-06 | 0.01248 | 0.012403 | 0.012403 | 80 | 331 | 0 | 0.002889 | 0.0028849 | 0.0028849 | 331 | 346
332 | 5.5333 | 0 | 0.0086431 | 1.7354e-05 | 0 | 0.0086431 | 6.8296e-05 | 0 | 8.565e-05 | 1.4275e-06 | 0.012481 | 0.012403 | 0.012403 | 80 | 332 | 0 | 0.002889 | 0.0028849 | 0.0028849 | 332 | 346
333 | 5.55 | 0 | 0.0086431 | 1.6963e-05 | 0 | 0.0086431 | 6.6754e-05 | 0 | 8.3717e-05 | 1.3953e-06 | 0.012482 | 0.012404 | 0.012404 | 80 | 333 | 0 | 0.002889 | 0.0028849 | 0.0028849 | 333 | 346
334 | 5.5667 | 0 | 0.0086431 | 1.658e-05 | 0 | 0.0086431 | 6.5247e-05 | 0 | 8.1827e-05 | 1.3638e-06 | 0.012482 | 0.012405 | 0.012405 | 80 | 334 | 0 | 0.002889 | 0.0028849 | 0.0028849 | 334 | 346
335 | 5.5833 | 0 | 0.0086431 | 1.6205e-05 | 0 | 0.0086431 | 6.3774e-05 | 0 | 7.998e-05 | 1.333e-06 | 0.012483 | 0.012406 | 0.012406 | 80 | 335 | 0 | 0.002889 | 0.0028849 | 0.0028849 | 335 | 346
336 | 5.6 | 0 | 0.0086431 | 1.584e-05 | 0 | 0.0086431 | 6.2335e-05 | 0 | 7.8174e-05 | 1.3029e-06 | 0.012484 | 0.012406 | 0.012406 | 80 | 336 | 0 | 0.002889 | 0.0028849 | 0.0028849 | 336 | 346
337 | 5.6167 | 0 | 0.0086431 | 1.5482e-05 | 0 | 0.0086431 | 6.0927e-05 | 0 | 7.641e-05 | 1.2735e-06 | 0.012485 | 0.012407 | 0.012407 | 80 | 337 | 0 | 0.002889 | 0.0028849 | 0.0028849 | 337 | 346
338 | 5.6333 | 0 | 0.0086431 | 1.5133e-05 | 0 | 0.0086431 | 5.9552e-05 | 0 | 7.4685e-05 | 1.2447e-06 | 0.012485 | 0.012408 | 0.012408 | 80 | 338 | 0 | 0.002889 | 0.0028849 | 0.0028849 | 338 | 346
339 | 5.65 | 0 | 0.0086431 | 1.4791e-05 | 0 | 0.0086431 | 5.8208e-05 | 0 | 7.2999e-05 | 1.2166e-06 | 0.012486 | 0.012408 | 0.012408 | 80 | 339 | 0 | 0.002889 | 0.0028849 | 0.0028849 | 339 | 346
340 | 5.6667 | 0 | 0.0086431 | 1.4457e-05 | 0 | 0.0086431 | 5.6894e-05 | 0 | 7.1351e-05 | 1.1892e-06 | 0.012487 | 0.012409 | 0.012409 | 80 | 340 | 0 | 0.002889 | 0.0028849 | 0.0028849 | 340 | 346
341 | 5.6833 | 0 | 0.0086431 | 1.4131e-05 | 0 | 0.0086431 | 5.5609e-05 | 0 | 6.974e-05 | 1.1623e-06 | 0.012487 | 0.01241 | 0.01241 | 80 | 341 | 0 | 0.002889 | 0.0028849 | 0.0028849 | 341 | 346
342 | 5.7 | 0 | 0.0086431 | 1.3812e-05 | 0 | 0.0086431 | 5.4354e-05 | 0 | 6.8166e-05 | 1.1361e-06 | 0.012488 | 0.01241 | 0.01241 | 80 | 342 | 0 | 0.002889 | 0.0028849 | 0.0028849 | 342 | 346
343 | 5.7167 | 0 | 0.0086431 | 1.35e-05 | 0 | 0.0086431 | 5.3127e-05 | 0 | 6.6627e-05 | 1.1104e-06 | 0.012488 | 0.012411 | 0.012411 | 80 | 343 | 0 | 0.002889 | 0.0028849 | 0.0028849 | 343 | 346
344 | 5.7333 | 0 | 0.0086431 | 1.3195e-05 | 0 | 0.0086431 | 5.1928e-05 | 0 | 6.5123e-05 | 1.0854e-06 | 0.012489 | 0.012411 | 0.012411 | 80 | 344 | 0 | 0.002889 | 0.0028849 | 0.0028849 | 344 | 346
345 | 5.75 | 0 | 0.0086431 | 1.2897e-05 | 0 | 0.0086431 | 5.0755e-05 | 0 | 6.3653e-05 | 1.0609e-06 | 0.01249 | 0.012412 | 0.012412 | 80 | 345 | 0 | 0.002889 | 0.0028849 | 0.0028849 | 345 | 346
346 | 5.7667 | 0 | 0.0086431 | 1.2606e-05 | 0 | 0.0086431 | 4.961e-05 | 0 | 6.2216e-05 | 1.0369e-06 | 0.01249 | 0.012412 | 0.012412 | 80 | 346 | 0 | 0.002889 | 0.0028849 | 0.0028849 | 346 | 346
347 | 5.7833 | 0 | 0.0086431 | 1.2322e-05 | 0 | 0.0086431 | 4.849e-05 | 0 | 6.0811e-05 | 1.0135e-06 | 0.012491 | 0.012413 | 0.012413 | 80 | 347 | 0 | 0.002889 | 0.0028849 | 0.0028849 | 347 | 346
348 | 5.8 | 0 | 0.0086431 | 1.2043e-05 | 0 | 0.0086431 | 4.7395e-05 | 0 | 5.9438e-05 | 9.9064e-07 | 0.012491 | 0.012414 | 0.012414 | 80 | 348 | 0 | 0.002889 | 0.0028849 | 0.0028849 | 348 | 346
349 | 5.8167 | 0 | 0.0086431 | 1.1772e-05 | 0 | 0.0086431 | 4.6325e-05 | 0 | 5.8097e-05 | 9.6828e-07 | 0.012492 | 0.012414 | 0.012414 | 80 | 349 | 0 | 0.002889 | 0.0028849 | 0.0028849 | 349 | 346
350 | 5.8333 | 0 | 0.0086431 | 1.1506e-05 | 0 | 0.0086431 | 4.5279e-05 | 0 | 5.6785e-05 | 9.4642e-07 | 0.012492 | 0.012415 | 0.012415 | 80 | 350 | 0 | 0.002889 | 0.0028849 | 0.0028849 | 350 | 346
351 | 5.85 | 0 | 0.0086431 | 1.1246e-05 | 0 | 0.0086431 | 4.4257e-05 | 0 | 5.5503e-05 | 9.2505e-07 | 0.012493 | 0.012415 | 0.012415 | 80 | 351 | 0 | 0.002889 | 0.0028849 | 0.0028849 | 351 | 346
352 | 5.8667 | 0 | 0.0086431 | 1.0992e-05 | 0 | 0.0086431 | 4.3258e-05 | 0 | 5.425e-05 | 9.0417e-07 | 0.012493 | 0.012416 | 0.012416 | 80 | 352 | 0 | 0.002889 | 0.0028849 | 0.0028849 | 352 | 346
353 | 5.8833 | 0 | 0.0086431 | 1.0744e-05 | 0 | 0.0086431 | 4.2282e-05 | 0 | 5.3026e-05 | 8.8376e-07 | 0.012494 | 0.012416 | 0.012416 | 80 | 353 | 0 | 0.002889 | 0.0028849 | 0.0028849 | 353 | 346
354 | 5.9 | 0 | 0.0086431 | 1.0501e-05 | 0 | 0.0086431 | 4.1327e-05 | 0 | 5.1829e-05 | 8.6381e-07 | 0.012494 | 0.012416 | 0.012416 | 80 | 354 | 0 | 0.002889 | 0.0028849 | 0.0028849 | 354 | 346
355 | 5.9167 | 0 | 0.0086431 | 1.0264e-05 | 0 | 0.0086431 | 4.0394e-05 | 0 | 5.0659e-05 | 8.4431e-07 | 0.012495 | 0.012417 | 0.012417 | 80 | 355 | 0 | 0.002889 | 0.0028849 | 0.0028849 | 355 | 346
356 | 5.9333 | 0 | 0.0086431 | 1.0033e-05 | 0 | 0.0086431 | 3.9482e-05 | 0 | 4.9515e-05 | 8.2525e-07 | 0.012495 | 0.012417 | 0.012417 | 80 | 356 | 0 | 0.002889 | 0.0028849 | 0.0028849 | 356 | 346
357 | 5.95 | 0 | 0.0086431 | 9.8062e-06 | 0 | 0.0086431 | 3.8591e-05 | 0 | 4.8397e-05 | 8.0662e-07 | 0.012496 | 0.012418 | 0.012418 | 80 | 357 | 0 | 0.002889 | 0.0028849 | 0.0028849 | 357 | 346
358 | 5.9667 | 0 | 0.0086431 | 9.5848e-06 | 0 | 0.0086431 | 3.772e-05 | 0 | 4.7305e-05 | 7.8841e-07 | 0.012496 | 0.012418 | 0.012418 | 80 | 358 | 0 | 0.002889 | 0.0028849 | 0.0028849 | 358 | 346
359 | 5.9833 | 0 | 0.0086431 | 9.3685e-06 | 0 | 0.0086431 | 3.6868e-05 | 0 | 4.6237e-05 | 7.7061e-07 | 0.012496 | 0.012419 | 0.012419 | 80 | 359 | 0 | 0.002889 | 0.0028849 | 0.0028849 | 359 | 346
360 | 6 | 0 | 0.0086431 | 9.157e-06 | 0 | 0.0086431 | 3.6036e-05 | 0 | 4.5193e-05 | 7.5322e-07 | 0.012497 | 0.012419 | 0.012419 | 80 | 360 | 0 | 0.002889 | 0.0028849 | 0.0028849 | 360 | 346
361 | 6.0167 | 0 | 0.0086431 | 8.9503e-06 | 0 | 0.0086431 | 3.5222e-05 | 0 | 4.4173e-05 | 7.3621e-07 | 0.012497 | 0.012419 | 0.012419 | 80 | 361 | 0 | 0.002889 | 0.0028849 | 0.0028849 | 361 | 346
362 | 6.0333 | 0 | 0.0086431 | 8.7482e-06 | 0 | 0.0086431 | 3.4427e-05 | 0 | 4.3176e-05 | 7.1959e-07 | 0.012498 | 0.01242 | 0.01242 | 80 | 362 | 0 | 0.002889 | 0.0028849 | 0.0028849 | 362 | 346
363 | 6.05 | 0 | 0.0086431 | 8.5507e-06 | 0 | 0.0086431 | 3.365e-05 | 0 | 4.2201e-05 | 7.0335e-07 | 0.012498 | 0.01242 | 0.01242 | 80 | 363 | 0 | 0.002889 | 0.0028849 | 0.0028849 | 363 | 346
364 | 6.0667 | 0 | 0.0086431 | 8.3577e-06 | 0 | 0.0086431 | 3.289e-05 | 0 | 4.1248e-05 | 6.8747e-07 | 0.012498 | 0.012421 | 0.012421 | 80 | 364 | 0 | 0.002889 | 0.0028849 | 0.0028849 | 364 | 346
365 | 6.0833 | 0 | 0.0086431 | 8.169e-06 | 0 | 0.0086431 | 3.2148e-05 | 0 | 4.0317e-05 | 6.7195e-07 | 0.012499 | 0.012421 | 0.012421 | 80 | 365 | 0 | 0.002889 | 0.0028849 | 0.0028849 | 365 | 346
366 | 6.1 | 0 | 0.0086431 | 7.9846e-06 | 0 | 0.0086431 | 3.1422e-05 | 0 | 3.9407e-05 | 6.5678e-07 | 0.012499 | 0.012421 | 0.012421 | 80 | 366 | 0 | 0.002889 | 0.0028849 | 0.0028849 | 366 | 346
367 | 6.1167 | 0 | 0.0086431 | 7.8044e-06 | 0 | 0.0086431 | 3.0713e-05 | 0 | 3.8517e-05 | 6.4195e-07 | 0.012499 | 0.012422 | 0.012422 | 80 | 367 | 0 | 0.002889 | 0.0028849 | 0.0028849 | 367 | 346
368 | 6.1333 | 0 | 0.0086431 | 7.6282e-06 | 0 | 0.0086431 | 3.002e-05 | 0 | 3.7648e-05 | 6.2746e-07 | 0.0125 | 0.012422 | 0.012422 | 80 | 368 | 0 | 0.002889 | 0.0028849 | 0.0028849 | 368 | 346
369 | 6.15 | 0 | 0.0086431 | 7.456e-06 | 0 | 0.0086431 | 2.9342e-05 | 0 | 3.6798e-05 | 6.133e-07 | 0.0125 | 0.012422 | 0.012422 | 80 | 369 | 0 | 0.002889 | 0.0028849 | 0.0028849 | 369 | 346
370 | 6.1667 | 0 | 0.0086431 | 7.2877e-06 | 0 | 0.0086431 | 2.868e-05 | 0 | 3.5967e-05 | 5.9945e-07 | 0.0125 | 0.012423 | 0.012423 | 80 | 370 | 0 | 0.002889 | 0.0028849 | 0.0028849 | 370 | 346
371 | 6.1833 | 0 | 0.0086431 | 7.1232e-06 | 0 | 0.0086431 | 2.8032e-05 | 0 | 3.5155e-05 | 5.8592e-07 | 0.012501 | 0.012423 | 0.012423 | 80 | 371 | 0 | 0.002889 | 0.0028849 | 0.0028849 | 371 | 346
372 | 6.2 | 0 | 0.0086431 | 6.9623e-06 | 0 | 0.0086431 | 2.7399e-05 | 0 | 3.4362e-05 | 5.7269e-07 | 0.012501 | 0.012423 | 0.012423 | 80 | 372 | 0 | 0.002889 | 0.0028849 | 0.0028849 | 372 | 346
373 | 6.2167 | 0 | 0.0086431 | 6.8052e-06 | 0 | 0.0086431 | 2.6781e-05 | 0 | 3.3586e-05 | 5.5977e-07 | 0.012501 | 0.012423 | 0.012423 | 80 | 373 | 0 | 0.002889 | 0.0028849 | 0.0028849 | 373 | 346
374 | 6.2333 | 0 | 0.0086431 | 6.6516e-06 | 0 | 0.0086431 | 2.6176e-05 | 0 | 3.2828e-05 | 5.4713e-07 | 0.012502 | 0.012424 | 0.012424 | 80 | 374 | 0 | 0.002889 | 0.0028849 | 0.0028849 | 374 | 346
375 | 6.25 | 0 | 0.0086431 | 6.5014e-06 | 0 | 0.0086431 | 2.5585e-05 | 0 | 3.2087e-05 | 5.3478e-07 | 0.012502 | 0.012424 | 0.012424 | 80 | 375 | 0 | 0.002889 | 0.0028849 | 0.0028849 | 375 | 346
376 | 6.2667 | 0 | 0.0086431 | 6.3546e-06 | 0 | 0.0086431 | 2.5008e-05 | 0 | 3.1362e-05 | 5.2271e-07 | 0.012502 | 0.012424 | 0.012424 | 80 | 376 | 0 | 0.002889 | 0.0028849 | 0.0028849 | 376 | 346
377 | 6.2833 | 0 | 0.0086431 | 6.2112e-06 | 0 | 0.0086431 | 2.4443e-05 | 0 | 3.0654e-05 | 5.1091e-07 | 0.012502 | 0.012425 | 0.012425 | 80 | 377 | 0 | 0.002889 | 0.0028849 | 0.0028849 | 377 | 346
378 | 6.3 | 0 | 0.0086431 | 6.071e-06 | 0 | 0.0086431 | 2.3891e-05 | 0 | 2.9962e-05 | 4.9937e-07 | 0.012503 | 0.012425 | 0.012425 | 80 | 378 | 0 | 0.002889 | 0.0028849 | 0.0028849 | 378 | 346
379 | 6.3167 | 0 | 0.0086431 | 5.9339e-06 | 0 | 0.0086431 | 2.3352e-05 | 0 | 2.9286e-05 | 4.881e-07 | 0.012503 | 0.012425 | 0.012425 | 80 | 379 | 0 | 0.002889 | 0.0028849 | 0.0028849 | 379 | 346
380 | 6.3333 | 0 | 0.0086431 | 5.8e-06 | 0 | 0.0086431 | 2.2825e-05 | 0 | 2.8625e-05 | 4.7708e-07 | 0.012503 | 0.012425 | 0.012425 | 80 | 380 | 0 | 0.002889 | 0.0028849 | 0.0028849 | 380 | 346
381 | 6.35 | 0 | 0.0086431 | 5.669e-06 | 0 | 0.0086431 | 2.231e-05 | 0 | 2.7979e-05 | 4.6631e-07 | 0.012503 | 0.012426 | 0.012426 | 80 | 381 | 0 | 0.002889 | 0.0028849 | 0.0028849 | 381 | 346
382 | 6.3667 | 0 | 0.0086431 | 5.541e-06 | 0 | 0.0086431 | 2.1806e-05 | 0 | 2.7347e-05 | 4.5578e-07 | 0.012504 | 0.012426 | 0.012426 | 80 | 382 | 0 | 0.002889 | 0.0028849 | 0.0028849 | 382 | 346
383 | 6.3833 | 0 | 0.0086431 | 5.416e-06 | 0 | 0.0086431 | 2.1314e-05 | 0 | 2.673e-05 | 4.4549e-07 | 0.012504 | 0.012426 | 0.012426 | 80 | 383 | 0 | 0.002889 | 0.0028849 | 0.0028849 | 383 | 346
384 | 6.4 | 0 | 0.0086431 | 5.2937e-06 | 0 | 0.0086431 | 2.0833e-05 | 0 | 2.6126e-05 | 4.3544e-07 | 0.012504 | 0.012426 | 0.012426 | 80 | 384 | 0 | 0.002889 | 0.0028849 | 0.0028849 | 384 | 346
385 | 6.4167 | 0 | 0.0086431 | 5.1742e-06 | 0 | 0.0086431 | 2.0362e-05 | 0 | 2.5536e-05 | 4.2561e-07 | 0.012504 | 0.012427 | 0.012427 | 80 | 385 | 0 | 0.002889 | 0.0028849 | 0.0028849 | 385 | 346
386 | 6.4333 | 0 | 0.0086431 | 5.0574e-06 | 0 | 0.0086431 | 1.9903e-05 | 0 | 2.496e-05 | 4.16e-07 | 0.012505 | 0.012427 | 0.012427 | 80 | 386 | 0 | 0.002889 | 0.0028849 | 0.0028849 | 386 | 346
387 | 6.45 | 0 | 0.0086431 | 4.9432e-06 | 0 | 0.0086431 | 1.9453e-05 | 0 | 2.4397e-05 | 4.0661e-07 | 0.012505 | 0.012427 | 0.012427 | 80 | 387 | 0 | 0.002889 | 0.0028849 | 0.0028849 | 387 | 346
388 | 6.4667 | 0 | 0.0086431 | 4.8316e-06 | 0 | 0.0086431 | 1.9014e-05 | 0 | 2.3846e-05 | 3.9743e-07 | 0.012505 | 0.012427 | 0.012427 | 80 | 388 | 0 | 0.002889 | 0.0028849 | 0.0028849 | 388 | 346
389 | 6.4833 | 0 | 0.0086431 | 4.7226e-06 | 0 | 0.0086431 | 1.8585e-05 | 0 | 2.3307e-05 | 3.8846e-07 | 0.012505 | 0.012427 | 0.012427 | 80 | 389 | 0 | 0.002889 | 0.0028849 | 0.0028849 | 389 | 346
390 | 6.5 | 0 | 0.0086431 | 4.6159e-06 | 0 | 0.0086431 | 1.8165e-05 | 0 | 2.2781e-05 | 3.7969e-07 | 0.012505 | 0.012428 | 0.012428 | 80 | 390 | 0 | 0.002889 | 0.0028849 | 0.0028849 | 390 | 346
391 | 6.5167 | 0 | 0.0086431 | 4.5117e-06 | 0 | 0.0086431 | 1.7755e-05 | 0 | 2.2267e-05 | 3.7112e-07 | 0.012506 | 0.012428 | 0.012428 | 80 | 391 | 0 | 0.002889 | 0.0028849 | 0.0028849 | 391 | 346
392 | 6.5333 | 0 | 0.0086431 | 4.4099e-06 | 0 | 0.0086431 | 1.7354e-05 | 0 | 2.1764e-05 | 3.6274e-07 | 0.012506 | 0.012428 | 0.012428 | 80 | 392 | 0 | 0.002889 | 0.0028849 | 0.0028849 | 392 | 346
393 | 6.55 | 0 | 0.0086431 | 4.3103e-06 | 0 | 0.0086431 | 1.6963e-05 | 0 | 2.1273e-05 | 3.5455e-07 | 0.012506 | 0.012428 | 0.012428 | 80 | 393 | 0 | 0.002889 | 0.0028849 | 0.0028849 | 393 | 346
394 | 6.5667 | 0 | 0.0086431 | 4.213e-06 | 0 | 0.0086431 | 1.658e-05 | 0 | 2.0793e-05 | 3.4655e-07 | 0.012506 | 0.012428 | 0.012428 | 80 | 394 | 0 | 0.002889 | 0.0028849 | 0.0028849 | 394 | 346
395 | 6.5833 | 0 | 0.0086431 | 4.1179e-06 | 0 | 0.0086431 | 1.6205e-05 | 0 | 2.0323e-05 | 3.3872e-07 | 0.012506 | 0.012429 | 0.012429 | 80 | 395 | 0 | 0.002889 | 0.0028849 | 0.0028849 | 395 | 346
396 | 6.6 | 0 | 0.0086431 | 4.025e-06 | 0 | 0.0086431 | 1.584e-05 | 0 | 1.9865e-05 | 3.3108e-07 | 0.012507 | 0.012429 | 0.012429 | 80 | 396 | 0 | 0.002889 | 0.0028849 | 0.0028849 | 396 | 346
397 | 6.6167 | 0 | 0.0086431 | 3.9341e-06 | 0 | 0.0086431 | 1.5482e-05 | 0 | 1.9416e-05 | 3.236e-07 | 0.012507 | 0.012429 | 0.012429 | 80 | 397 | 0 | 0.002889 | 0.0028849 | 0.0028849 | 397 | 346
398 | 6.6333 | 0 | 0.0086431 | 3.8453e-06 | 0 | 0.0086431 | 1.5133e-05 | 0 | 1.8978e-05 | 3.163e-07 | 0.012507 | 0.012429 | 0.012429 | 80 | 398 | 0 | 0.002889 | 0.0028849 | 0.0028849 | 398 | 346
399 | 6.65 | 0 | 0.0086431 | 3.7585e-06 | 0 | 0.0086431 | 1.4791e-05 | 0 | 1.8549e-05 | 3.0916e-07 | 0.012507 | 0.012429 | 0.012429 | 80 | 399 | 0 | 0.002889 | 0.0028849 | 0.0028849 | 399 | 346
400 | 6.6667 | 0 | 0.0086431 | 3.6736e-06 | 0 | 0.0086431 | 1.4457e-05 | 0 | 1.8131e-05 | 3.0218e-07 | 0.012507 | 0.012429 | 0.012429 | 80 | 400 | 0 | 0.002889 | 0.0028849 | 0.0028849 | 400 | 346
401 | 6.6833 | 0 | 0.0086431 | 3.5907e-06 | 0 | 0.0086431 | 1.4131e-05 | 0 | 1.7721e-05 | 2.9536e-07 | 0.012507 | 0.01243 | 0.01243 | 80 | 401 | 0 | 0.002889 | 0.0028849 | 0.0028849 | 401 | 346
402 | 6.7 | 0 | 0.0086431 | 3.5097e-06 | 0 | 0.0086431 | 1.3812e-05 | 0 | 1.7321e-05 | 2.8869e-07 | 0.012508 | 0.01243 | 0.01243 | 80 | 402 | 0 | 0.002889 | 0.0028849 | 0.0028849 | 402 | 346
403 | 6.7167 | 0 | 0.0086431 | 3.4304e-06 | 0 | 0.0086431 | 1.35e-05 | 0 | 1.693e-05 | 2.8217e-07 | 0.012508 | 0.01243 | 0.01243 | 80 | 403 | 0 | 0.002889 | 0.0028849 | 0.0028849 | 403 | 346
404 | 6.7333 | 0 | 0.0086431 | 3.353e-06 | 0 | 0.0086431 | 1.3195e-05 | 0 | 1.6548e-05 | 2.758e-07 | 0.012508 | 0.01243 | 0.01243 | 80 | 404 | 0 | 0.002889 | 0.0028849 | 0.0028849 | 404 | 346
405 | 6.75 | 0 | 0.0086431 | 3.2773e-06 | 0 | 0.0086431 | 1.2897e-05 | 0 | 1.6175e-05 | 2.6958e-07 | 0.012508 | 0.01243 | 0.01243 | 80 | 405 | 0 | 0.002889 | 0.0028849 | 0.0028849 | 405 | 346
406 | 6.7667 | 0 | 0.0086431 | 3.2033e-06 | 0 | 0.0086431 | 1.2606e-05 | 0 | 1.5809e-05 | 2.6349e-07 | 0.012508 | 0.01243 | 0.01243 | 80 | 406 | 0 | 0.002889 | 0.0028849 | 0.0028849 | 406 | 346
407 | 6.7833 | 0 | 0.0086431 | 3.131e-06 | 0 | 0.0086431 | 1.2322e-05 | 0 | 1.5453e-05 | 2.5754e-07 | 0.012508 | 0.01243 | 0.01243 | 80 | 407 | 0 | 0.002889 | 0.0028849 | 0.0028849 | 407 | 346
408 | 6.8 | 0 | 0.0086431 | 3.0603e-06 | 0 | 0.0086431 | 1.2043e-05 | 0 | 1.5104e-05 | 2.5173e-07 | 0.012508 | 0.012431 | 0.012431 | 80 | 408 | 0 | 0.002889 | 0.0028849 | 0.0028849 | 408 | 346
409 | 6.8167 | 0 | 0.0086431 | 2.9912e-06 | 0 | 0.0086431 | 1.1772e-05 | 0 | 1.4763e-05 | 2.4605e-07 | 0.012509 | 0.012431 | 0.012431 | 80 | 409 | 0 | 0.002889 | 0.0028849 | 0.0028849 | 409 | 346
410 | 6.8333 | 0 | 0.0086431 | 2.9237e-06 | 0 | 0.0086431 | 1.1506e-05 | 0 | 1.4429e-05 | 2.4049e-07 | 0.012509 | 0.012431 | 0.012431 | 80 | 410 | 0 | 0.002889 | 0.0028849 | 0.0028849 | 410 | 346
411 | 6.85 | 0 | 0.0086431 | 2.8577e-06 | 0 | 0.0086431 | 1.1246e-05 | 0 | 1.4104e-05 | 2.3506e-07 | 0.012509 | 0.012431 | 0.012431 | 80 | 411 | 0 | 0.002889 | 0.0028849 | 0.0028849 | 411 | 346
412 | 6.8667 | 0 | 0.0086431 | 2.7932e-06 | 0 | 0.0086431 | 1.0992e-05 | 0 | 1.3785e-05 | 2.2976e-07 | 0.012509 | 0.012431 | 0.012431 | 80 | 412 | 0 | 0.002889 | 0.0028849 | 0.0028849 | 412 | 346
413 | 6.8833 | 0 | 0.0086431 | 2.7301e-06 | 0 | 0.0086431 | 1.0744e-05 | 0 | 1.3474e-05 | 2.2457e-07 | 0.012509 | 0.012431 | 0.012431 | 80 | 413 | 0 | 0.002889 | 0.0028849 | 0.0028849 | 413 | 346
414 | 6.9 | 0 | 0.0086431 | 2.6685e-06 | 0 | 0.0086431 | 1.0501e-05 | 0 | 1.317e-05 | 2.195e-07 | 0.012509 | 0.012431 | 0.012431 | 80 | 414 | 0 | 0.002889 | 0.0028849 | 0.0028849 | 414 | 346
415 | 6.9167 | 0 | 0.0086431 | 2.6083e-06 | 0 | 0.0086431 | 1.0264e-05 | 0 | 1.2873e-05 | 2.1454e-07 | 0.012509 | 0.012431 | 0.012431 | 80 | 415 | 0 | 0.002889 | 0.0028849 | 0.0028849 | 415 | 346
416 | 6.9333 | 0 | 0.0086431 | 2.5494e-06 | 0 | 0.0086431 | 1.0033e-05 | 0 | 1.2582e-05 | 2.097e-07 | 0.012509 | 0.012432 | 0.012432 | 80 | 416 | 0 | 0.002889 | 0.0028849 | 0.0028849 | 416 | 346
417 | 6.95 | 0 | 0.0086431 | 2.4918e-06 | 0 | 0.0086431 | 9.8062e-06 | 0 | 1.2298e-05 | 2.0497e-07 | 0.01251 | 0.012432 | 0.012432 | 80 | 417 | 0 | 0.002889 | 0.0028849 | 0.0028849 | 417 | 346
418 | 6.9667 | 0 | 0.0086431 | 2.4356e-06 | 0 | 0.0086431 | 9.5848e-06 | 0 | 1.202e-05 | 2.0034e-07 | 0.01251 | 0.012432 | 0.012432 | 80 | 418 | 0 | 0.002889 | 0.0028849 | 0.0028849 | 418 | 346
419 | 6.9833 | 0 | 0.0086431 | 2.3806e-06 | 0 | 0.0086431 | 9.3685e-06 | 0 | 1.1749e-05 | 1.9582e-07 | 0.01251 | 0.012432 | 0.012432 | 80 | 419 | 0 | 0.002889 | 0.0028849 | 0.0028849 | 419 | 346
420 | 7 | 0 | 0.0086431 | 2.3269e-06 | 0 | 0.0086431 | 9.157e-06 | 0 | 1.1484e-05 | 1.914e-07 | 0.01251 | 0.012432 | 0.012432 | 80 | 420 | 0 | 0.002889 | 0.0028849 | 0.0028849 | 420 | 346
421 | 7.0167 | 0 | 0.0086431 | 2.2743e-06 | 0 | 0.0086431 | 8.9503e-06 | 0 | 1.1225e-05 | 1.8708e-07 | 0.01251 | 0.012432 | 0.012432 | 80 | 421 | 0 | 0.002889 | 0.0028849 | 0.0028849 | 421 | 346
422 | 7.0333 | 0 | 0.0086431 | 2.223e-06 | 0 | 0.0086431 | 8.7482e-06 | 0 | 1.0971e-05 | 1.8285e-07 | 0.01251 | 0.012432 | 0.012432 | 80 | 422 | 0 | 0.002889 | 0.0028849 | 0.0028849 | 422 | 346
423 | 7.05 | 0 | 0.0086431 | 2.1728e-06 | 0 | 0.0086431 | 8.5507e-06 | 0 | 1.0724e-05 | 1.7873e-07 | 0.01251 | 0.012432 | 0.012432 | 80 | 423 | 0 | 0.002889 | 0.0028849 | 0.0028849 | 423 | 346
424 | 7.0667 | 0 | 0.0086431 | 2.1238e-06 | 0 | 0.0086431 | 8.3577e-06 | 0 | 1.0481e-05 | 1.7469e-07 | 0.01251 | 0.012432 | 0.012432 | 80 | 424 | 0 | 0.002889 | 0.0028849 | 0.0028849 | 424 | 346
425 | 7.0833 | 0 | 0.0086431 | 2.0758e-06 | 0 | 0.0086431 | 8.169e-06 | 0 | 1.0245e-05 | 1.7075e-07 | 0.01251 | 0.012432 | 0.012432 | 80 | 425 | 0 | 0.002889 | 0.0028849 | 0.0028849 | 425 | 346
426 | 7.1 | 0 | 0.0086431 | 2.0289e-06 | 0 | 0.0086431 | 7.9846e-06 | 0 | 1.0014e-05 | 1.6689e-07 | 0.01251 | 0.012433 | 0.012433 | 80 | 426 | 0 | 0.002889 | 0.0028849 | 0.0028849 | 426 | 346
427 | 7.1167 | 0 | 0.0086431 | 1.9831e-06 | 0 | 0.0086431 | 7.8044e-06 | 0 | 9.7875e-06 | 1.6313e-07 | 0.012511 | 0.012433 | 0.012433 | 80 | 427 | 0 | 0.002889 | 0.0028849 | 0.0028849 | 427 | 346
428 | 7.1333 | 0 | 0.0086431 | 1.9384e-06 | 0 | 0.0086431 | 7.6282e-06 | 0 | 9.5666e-06 | 1.5944e-07 | 0.012511 | 0.012433 | 0.012433 | 80 | 428 | 0 | 0.002889 | 0.0028849 | 0.0028849 | 428 | 346
429 | 7.15 | 0 | 0.0086431 | 1.8946e-06 | 0 | 0.0086431 | 7.456e-06 | 0 | 9.3506e-06 | 1.5584e-07 | 0.012511 | 0.012433 | 0.012433 | 80 | 429 | 0 | 0.002889 | 0.0028849 | 0.0028849 | 429 | 346
430 | 7.1667 | 0 | 0.0086431 | 1.8518e-06 | 0 | 0.0086431 | 7.2877e-06 | 0 | 9.1395e-06 | 1.5233e-07 | 0.012511 | 0.012433 | 0.012433 | 80 | 430 | 0 | 0.002889 | 0.0028849 | 0.0028849 | 430 | 346
431 | 7.1833 | 0 | 0.0086431 | 1.81e-06 | 0 | 0.0086431 | 7.1232e-06 | 0 | 8.9332e-06 | 1.4889e-07 | 0.012511 | 0.012433 | 0.012433 | 80 | 431 | 0 | 0.002889 | 0.0028849 | 0.0028849 | 431 | 346
432 | 7.2 | 0 | 0.0086431 | 1.7692e-06 | 0 | 0.0086431 | 6.9623e-06 | 0 | 8.7315e-06 | 1.4553e-07 | 0.012511 | 0.012433 | 0.012433 | 80 | 432 | 0 | 0.002889 | 0.0028849 | 0.0028849 | 432 | 346
433 | 7.2167 | 0 | 0.0086431 | 1.7292e-06 | 0 | 0.0086431 | 6.8052e-06 | 0 | 8.5344e-06 | 1.4224e-07 | 0.012511 | 0.012433 | 0.012433 | 80 | 433 | 0 | 0.002889 | 0.0028849 | 0.0028849 | 433 | 346
434 | 7.2333 | 0 | 0.0086431 | 1.6902e-06 | 0 | 0.0086431 | 6.6516e-06 | 0 | 8.3418e-06 | 1.3903e-07 | 0.012511 | 0.012433 | 0.012433 | 80 | 434 | 0 | 0.002889 | 0.0028849 | 0.0028849 | 434 | 346
435 | 7.25 | 0 | 0.0086431 | 1.6521e-06 | 0 | 0.0086431 | 6.5014e-06 | 0 | 8.1534e-06 | 1.3589e-07 | 0.012511 | 0.012433 | 0.012433 | 80 | 435 | 0 | 0.002889 | 0.0028849 | 0.0028849 | 435 | 346
436 | 7.2667 | 0 | 0.0086431 | 1.6148e-06 | 0 | 0.0086431 | 6.3546e-06 | 0 | 7.9694e-06 | 1.3282e-07 | 0.012511 | 0.012433 | 0.012433 | 80 | 436 | 0 | 0.002889 | 0.0028849 | 0.0028849 | 436 | 346
437 | 7.2833 | 0 | 0.0086431 | 1.5783e-06 | 0 | 0.0086431 | 6.2112e-06 | 0 | 7.7895e-06 | 1.2982e-07 | 0.012511 | 0.012433 | 0.012433 | 80 | 437 | 0 | 0.002889 | 0.0028849 | 0.0028849 | 437 | 346
438 | 7.3 | 0 | 0.0086431 | 1.5427e-06 | 0 | 0.0086431 | 6.071e-06 | 0 | 7.6136e-06 | 1.2689e-07 | 0.012511 | 0.012433 | 0.012433 | 80 | 438 | 0 | 0.002889 | 0.0028849 | 0.0028849 | 438 | 346
439 | 7.3167 | 0 | 0.0086431 | 1.5078e-06 | 0 | 0.0086431 | 5.9339e-06 | 0 | 7.4418e-06 | 1.2403e-07 | 0.012511 | 0.012434 | 0.012434 | 80 | 439 | 0 | 0.002889 | 0.0028849 | 0.0028849 | 439 | 346
440 | 7.3333 | 0 | 0.0086431 | 1.4738e-06 | 0 | 0.0086431 | 5.8e-06 | 0 | 7.2738e-06 | 1.2123e-07 | 0.012512 | 0.012434 | 0.012434 | 80 | 440 | 0 | 0.002889 | 0.0028849 | 0.0028849 | 440 | 346
441 | 7.35 | 0 | 0.0086431 | 1.4405e-06 | 0 | 0.0086431 | 5.669e-06 | 0 | 7.1096e-06 | 1.1849e-07 | 0.012512 | 0.012434 | 0.012434 | 80 | 441 | 0 | 0.002889 | 0.0028849 | 0.0028849 | 441 | 346
442 | 7.3667 | 0 | 0.0086431 | 1.408e-06 | 0 | 0.0086431 | 5.541e-06 | 0 | 6.9491e-06 | 1.1582e-07 | 0.012512 | 0.012434 | 0.012434 | 80 | 442 | 0 | 0.002889 | 0.0028849 | 0.0028849 | 442 | 346
443 | 7.3833 | 0 | 0.0086431 | 1.3762e-06 | 0 | 0.0086431 | 5.416e-06 | 0 | 6.7922e-06 | 1.132e-07 | 0.012512 | 0.012434 | 0.012434 | 80 | 443 | 0 | 0.002889 | 0.0028849 | 0.0028849 | 443 | 346
444 | 7.4 | 0 | 0.0086431 | 1.3452e-06 | 0 | 0.0086431 | 5.2937e-06 | 0 | 6.6389e-06 | 1.1065e-07 | 0.012512 | 0.012434 | 0.012434 | 80 | 444 | 0 | 0.002889 | 0.0028849 | 0.0028849 | 444 | 346
445 | 7.4167 | 0 | 0.0086431 | 1.3148e-06 | 0 | 0.0086431 | 5.1742e-06 | 0 | 6.489e-06 | 1.0815e-07 | 0.012512 | 0.012434 | 0.012434 | 80 | 445 | 0 | 0.002889 | 0.0028849 | 0.0028849 | 445 | 346
446 | 7.4333 | 0 | 0.0086431 | 1.2851e-06 | 0 | 0.0086431 | 5.0574e-06 | 0 | 6.3425e-06 | 1.0571e-07 | 0.012512 | 0.012434 | 0.012434 | 80 | 446 | 0 | 0.002889 | 0.0028849 | 0.0028849 | 446 | 346
447 | 7.45 | 0 | 0.0086431 | 1.2561e-06 | 0 | 0.0086431 | 4.9432e-06 | 0 | 6.1993e-06 | 1.0332e-07 | 0.012512 | 0.012434 | 0.012434 | 80 | 447 | 0 | 0.002889 | 0.0028849 | 0.0028849 | 447 | 346
448 | 7.4667 | 0 | 0.0086431 | 1.2278e-06 | 0 | 0.0086431 | 4.8316e-06 | 0 | 6.0594e-06 | 1.0099e-07 | 0.012512 | 0.012434 | 0.012434 | 80 | 448 | 0 | 0.002889 | 0.0028849 | 0.0028849 | 448 | 346
449 | 7.4833 | 0 | 0.0086431 | 1.2e-06 | 0 | 0.0086431 | 4.7226e-06 | 0 | 5.9226e-06 | 9.871e-08 | 0.012512 | 0.012434 | 0.012434 | 80 | 449 | 0 | 0.002889 | 0.0028849 | 0.0028849 | 449 | 346
450 | 7.5 | 0 | 0.0086431 | 1.1729e-06 | 0 | 0.0086431 | 4.6159e-06 | 0 | 5.7889e-06 | 9.6482e-08 | 0.012512 | 0.012434 | 0.012434 | 80 | 450 | 0 | 0.002889 | 0.0028849 | 0.0028849 | 450 | 346
451 | 7.5167 | 0 | 0.0086431 | 1.1465e-06 | 0 | 0.0086431 | 4.5117e-06 | 0 | 5.6582e-06 | 9.4303e-08 | 0.012512 | 0.012434 | 0.012434 | 80 | 451 | 0 | 0.002889 | 0.0028849 | 0.0028849 | 451 | 346
452 | 7.5333 | 0 | 0.0086431 | 1.1206e-06 | 0 | 0.0086431 | 4.4099e-06 | 0 | 5.5305e-06 | 9.2175e-08 | 0.012512 | 0.012434 | 0.012434 | 80 | 452 | 0 | 0.002889 | 0.0028849 | 0.0028849 | 452 | 346
453 | 7.55 | 0 | 0.0086431 | 1.0953e-06 | 0 | 0.0086431 | 4.3103e-06 | 0 | 5.4056e-06 | 9.0094e-08 | 0.012512 | 0.012434 | 0.012434 | 80 | 453 | 0 | 0.002889 | 0.0028849 | 0.0028849 | 453 | 346
454 | 7.5667 | 0 | 0.0086431 | 1.0706e-06 | 0 | 0.0086431 | 4.213e-06 | 0 | 5.2836e-06 | 8.806e-08 | 0.012512 | 0.012434 | 0.012434 | 80 | 454 | 0 | 0.002889 | 0.0028849 | 0.0028849 | 454 | 346
455 | 7.5833 | 0 | 0.0086431 | 1.0464e-06 | 0 | 0.0086431 | 4.1179e-06 | 0 | 5.1643e-06 | 8.6072e-08 | 0.012512 | 0.012434 | 0.012434 | 80 | 455 | 0 | 0.002889 | 0.0028849 | 0.0028849 | 455 | 346
456 | 7.6 | 0 | 0.0086431 | 1.0228e-06 | 0 | 0.0086431 | 4.025e-06 | 0 | 5.0477e-06 | 8.4129e-08 | 0.012512 | 0.012434 | 0.012434 | 80 | 456 | 0 | 0.002889 | 0.0028849 | 0.0028849 | 456 | 346
457 | 7.6167 | 0 | 0.0086431 | 9.9968e-07 | 0 | 0.0086431 | 3.9341e-06 | 0 | 4.9338e-06 | 8.223e-08 | 0.012512 | 0.012434 | 0.012434 | 80 | 457 | 0 | 0.002889 | 0.0028849 | 0.0028849 | 457 | 346
458 | 7.6333 | 0 | 0.0086431 | 9.7712e-07 | 0 | 0.0086431 | 3.8453e-06 | 0 | 4.8224e-06 | 8.0374e-08 | 0.012512 | 0.012435 | 0.012435 | 80 | 458 | 0 | 0.002889 | 0.0028849 | 0.0028849 | 458 | 346
459 | 7.65 | 0 | 0.0086431 | 9.5506e-07 | 0 | 0.0086431 | 3.7585e-06 | 0 | 4.7135e-06 | 7.8559e-08 | 0.012513 | 0.012435 | 0.012435 | 80 | 459 | 0 | 0.002889 | 0.0028849 | 0.0028849 | 459 | 346
460 | 7.6667 | 0 | 0.0086431 | 9.335e-07 | 0 | 0.0086431 | 3.6736e-06 | 0 | 4.6071e-06 | 7.6786e-08 | 0.012513 | 0.012435 | 0.012435 | 80 | 460 | 0 | 0.002889 | 0.0028849 | 0.0028849 | 460 | 346
461 | 7.6833 | 0 | 0.0086431 | 9.1242e-07 | 0 | 0.0086431 | 3.5907e-06 | 0 | 4.5031e-06 | 7.5052e-08 | 0.012513 | 0.012435 | 0.012435 | 80 | 461 | 0 | 0.002889 | 0.0028849 | 0.0028849 | 461 | 346
462 | 7.7 | 0 | 0.0086431 | 8.9183e-07 | 0 | 0.0086431 | 3.5097e-06 | 0 | 4.4015e-06 | 7.3358e-08 | 0.012513 | 0.012435 | 0.012435 | 80 | 462 | 0 | 0.002889 | 0.0028849 | 0.0028849 | 462 | 346
463 | 7.7167 | 0 | 0.0086431 | 8.7169e-07 | 0 | 0.0086431 | 3.4304e-06 | 0 | 4.3021e-06 | 7.1702e-08 | 0.012513 | 0.012435 | 0.012435 | 80 | 463 | 0 | 0.002889 | 0.0028849 | 0.0028849 | 463 | 346
464 | 7.7333 | 0 | 0.0086431 | 8.5202e-07 | 0 | 0.0086431 | 3.353e-06 | 0 | 4.205e-06 | 7.0083e-08 | 0.012513 | 0.012435 | 0.012435 | 80 | 464 | 0 | 0.002889 | 0.0028849 | 0.0028849 | 464 | 346
465 | 7.75 | 0 | 0.0086431 | 8.3278e-07 | 0 | 0.0086431 | 3.2773e-06 | 0 | 4.1101e-06 | 6.8501e-08 | 0.012513 | 0.012435 | 0.012435 | 80 | 465 | 0 | 0.002889 | 0.0028849 | 0.0028849 | 465 | 346
466 | 7.7667 | 0 | 0.0086431 | 8.1398e-07 | 0 | 0.0086431 | 3.2033e-06 | 0 | 4.0173e-06 | 6.6955e-08 | 0.012513 | 0.012435 | 0.012435 | 80 | 466 | 0 | 0.002889 | 0.0028849 | 0.0028849 | 466 | 346
467 | 7.7833 | 0 | 0.0086431 | 7.9561e-07 | 0 | 0.0086431 | 3.131e-06 | 0 | 3.9266e-06 | 6.5443e-08 | 0.012513 | 0.012435 | 0.012435 | 80 | 467 | 0 | 0.002889 | 0.0028849 | 0.0028849 | 467 | 346
468 | 7.8 | 0 | 0.0086431 | 7.7765e-07 | 0 | 0.0086431 | 3.0603e-06 | 0 | 3.838e-06 | 6.3966e-08 | 0.012513 | 0.012435 | 0.012435 | 80 | 468 | 0 | 0.002889 | 0.0028849 | 0.0028849 | 468 | 346
469 | 7.8167 | 0 | 0.0086431 | 7.6009e-07 | 0 | 0.0086431 | 2.9912e-06 | 0 | 3.7513e-06 | 6.2522e-08 | 0.012513 | 0.012435 | 0.012435 | 80 | 469 | 0 | 0.002889 | 0.0028849 | 0.0028849 | 469 | 346
470 | 7.8333 | 0 | 0.0086431 | 7.4293e-07 | 0 | 0.0086431 | 2.9237e-06 | 0 | 3.6666e-06 | 6.1111e-08 | 0.012513 | 0.012435 | 0.012435 | 80 | 470 | 0 | 0.002889 | 0.0028849 | 0.0028849 | 470 | 346
471 | 7.85 | 0 | 0.0086431 | 7.2616e-07 | 0 | 0.0086431 | 2.8577e-06 | 0 | 3.5839e-06 | 5.9731e-08 | 0.012513 | 0.012435 | 0.012435 | 80 | 471 | 0 | 0.002889 | 0.0028849 | 0.0028849 | 471 | 346
472 | 7.8667 | 0 | 0.0086431 | 7.0977e-07 | 0 | 0.0086431 | 2.7932e-06 | 0 | 3.503e-06 | 5.8383e-08 | 0.012513 | 0.012435 | 0.012435 | 80 | 472 | 0 | 0.002889 | 0.0028849 | 0.0028849 | 472 | 346
473 | 7.8833 | 0 | 0.0086431 | 6.9375e-07 | 0 | 0.0086431 | 2.7301e-06 | 0 | 3.4239e-06 | 5.7065e-08 | 0.012513 | 0.012435 | 0.012435 | 80 | 473 | 0 | 0.002889 | 0.0028849 | 0.0028849 | 473 | 346
474 | 7.9 | 0 | 0.0086431 | 6.7808e-07 | 0 | 0.0086431 | 2.6685e-06 | 0 | 3.3466e-06 | 5.5776e-08 | 0.012513 | 0.012435 | 0.012435 | 80 | 474 | 0 | 0.002889 | 0.0028849 | 0.0028849 | 474 | 346
475 | 7.9167 | 0 | 0.0086431 | 6.6278e-07 | 0 | 0.0086431 | 2.6083e-06 | 0 | 3.271e-06 | 5.4517e-08 | 0.012513 | 0.012435 | 0.012435 | 80 | 475 | 0 | 0.002889 | 0.0028849 | 0.0028849 | 475 | 346
476 | 7.9333 | 0 | 0.0086431 | 6.4782e-07 | 0 | 0.0086431 | 2.5494e-06 | 0 | 3.1972e-06 | 5.3287e-08 | 0.012513 | 0.012435 | 0.012435 | 80 | 476 | 0 | 0.002889 | 0.0028849 | 0.0028849 | 476 | 346
477 | 7.95 | 0 | 0.0086431 | 6.3319e-07 | 0 | 0.0086431 | 2.4918e-06 | 0 | 3.125e-06 | 5.2084e-08 | 0.012513 | 0.012435 | 0.012435 | 80 | 477 | 0 | 0.002889 | 0.0028849 | 0.0028849 | 477 | 346
478 | 7.9667 | 0 | 0.0086431 | 6.189e-07 | 0 | 0.0086431 | 2.4356e-06 | 0 | 3.0545e-06 | 5.0908e-08 | 0.012513 | 0.012435 | 0.012435 | 80 | 478 | 0 | 0.002889 | 0.0028849 | 0.0028849 | 478 | 346
479 | 7.9833 | 0 | 0.0086431 | 6.0493e-07 | 0 | 0.0086431 | 2.3806e-06 | 0 | 2.9855e-06 | 4.9759e-08 | 0.012513 | 0.012435 | 0.012435 | 80 | 479 | 0 | 0.002889 | 0.0028849 | 0.0028849 | 479 | 346
480 | 8 | 0 | 0.0086431 | 5.9127e-07 | 0 | 0.0086431 | 2.3269e-06 | 0 | 2.9181e-06 | 4.8635e-08 | 0.012513 | 0.012435 | 0.012435 | 80 | 480 | 0 | 0.002889 | 0.0028849 | 0.0028849 | 480 | 346

## Rhinovirus (hidden)
| Enter (hr) | Exit (hr) | Erq (quanta/hr)
Susc. Occ. A | 0 | 1 | --
Inf. Occ. t(0) | 0 | 1 | 5
Inf. Occ. #2 | 1 | 2 | 5
[12 empty] | risk Erq | [5 empty] | risk Erq
| I = | 1 |  |  | Yes | [6 empty] | probability | 1 |  |  |  |  | probability | 1
|  | Inf. Occ. t(0) | Inf. Occ. t(0) | Inf. Occ. t(0) | Inf. Occ. #2 | Inf. Occ #2 | Inf. Occ #2 | no | Total | Continuous Occupancy | [5 empty] | Susceptible Occupant A
time (min) | time (hr) | quanta/hr | quanta/m3 occ | quanta/m3 | quanta/hr | quanta/m3 occ | quanta/m3 | quanta/m3 | quanta/m3 | n(t)dt | Dq | PI | R | Occupancy | time (min) | n(t)dt | Dq | PI | R | time (min) | Occupancy
0.1 | 0.0016667 | 5 | 1.0405e-05 | 1.0405e-05 | 0 | 0 | 0 | 0 | 1.0405e-05 | [10 empty] | 0.1
1 | 0.016667 | 5 | 0.00010299 | 0.00010299 | 0 | 0 | 0 | 0 | 0.00010299 | 1.5448e-06 | 8.3419e-07 | 8.3419e-07 | 8.3419e-07 | 1198768 | 1 | 1.5448e-06 | 8.3419e-07 | 8.3419e-07 | 8.3419e-07 | 1 | 1198768
2 | 0.033333 | 5 | 0.00020365 | 0.00020365 | 0 | 0 | 0 | 0 | 0.00020365 | 3.3941e-06 | 2.667e-06 | 2.667e-06 | 2.667e-06 | 374950 | 2 | 3.3941e-06 | 2.667e-06 | 2.667e-06 | 2.667e-06 | 2 | 374950
3 | 0.05 | 5 | 0.00030204 | 0.00030204 | 0 | 0 | 0 | 0 | 0.00030204 | 5.034e-06 | 5.3854e-06 | 5.3853e-06 | 5.3853e-06 | 185689 | 3 | 5.034e-06 | 5.3854e-06 | 5.3853e-06 | 5.3853e-06 | 3 | 185689
4 | 0.066667 | 5 | 0.00039821 | 0.00039821 | 0 | 0 | 0 | 0 | 0.00039821 | 6.6368e-06 | 8.9692e-06 | 8.9692e-06 | 8.9692e-06 | 111493 | 4 | 6.6368e-06 | 8.9692e-06 | 8.9692e-06 | 8.9692e-06 | 4 | 111493
5 | 0.083333 | 5 | 0.0004922 | 0.0004922 | 0 | 0 | 0 | 0 | 0.0004922 | 8.2034e-06 | 1.3399e-05 | 1.3399e-05 | 1.3399e-05 | 74632 | 5 | 8.2034e-06 | 1.3399e-05 | 1.3399e-05 | 1.3399e-05 | 5 | 74632
6 | 0.1 | 5 | 0.00058408 | 0.00058408 | 0 | 0 | 0 | 0 | 0.00058408 | 9.7346e-06 | 1.8656e-05 | 1.8656e-05 | 1.8656e-05 | 53603 | 6 | 9.7346e-06 | 1.8656e-05 | 1.8656e-05 | 1.8656e-05 | 6 | 53603
7 | 0.11667 | 5 | 0.00067388 | 0.00067388 | 0 | 0 | 0 | 0 | 0.00067388 | 1.1231e-05 | 2.4721e-05 | 2.472e-05 | 2.472e-05 | 40452 | 7 | 1.1231e-05 | 2.4721e-05 | 2.472e-05 | 2.472e-05 | 7 | 40452
8 | 0.13333 | 5 | 0.00076165 | 0.00076165 | 0 | 0 | 0 | 0 | 0.00076165 | 1.2694e-05 | 3.1575e-05 | 3.1575e-05 | 3.1575e-05 | 31670 | 8 | 1.2694e-05 | 3.1575e-05 | 3.1575e-05 | 3.1575e-05 | 8 | 31670
9 | 0.15 | 5 | 0.00084744 | 0.00084744 | 0 | 0 | 0 | 0 | 0.00084744 | 1.4124e-05 | 3.9203e-05 | 3.9202e-05 | 3.9202e-05 | 25509 | 9 | 1.4124e-05 | 3.9203e-05 | 3.9202e-05 | 3.9202e-05 | 9 | 25509
10 | 0.16667 | 5 | 0.0009313 | 0.0009313 | 0 | 0 | 0 | 0 | 0.0009313 | 1.5522e-05 | 4.7584e-05 | 4.7583e-05 | 4.7583e-05 | 21015 | 10 | 1.5522e-05 | 4.7584e-05 | 4.7583e-05 | 4.7583e-05 | 10 | 21015
11 | 0.18333 | 5 | 0.0010133 | 0.0010133 | 0 | 0 | 0 | 0 | 0.0010133 | 1.6888e-05 | 5.6704e-05 | 5.6702e-05 | 5.6702e-05 | 17636 | 11 | 1.6888e-05 | 5.6704e-05 | 5.6702e-05 | 5.6702e-05 | 11 | 17636
12 | 0.2 | 5 | 0.0010934 | 0.0010934 | 0 | 0 | 0 | 0 | 0.0010934 | 1.8223e-05 | 6.6544e-05 | 6.6542e-05 | 6.6542e-05 | 15028 | 12 | 1.8223e-05 | 6.6544e-05 | 6.6542e-05 | 6.6542e-05 | 12 | 15028
13 | 0.21667 | 5 | 0.0011717 | 0.0011717 | 0 | 0 | 0 | 0 | 0.0011717 | 1.9528e-05 | 7.7089e-05 | 7.7086e-05 | 7.7086e-05 | 12972 | 13 | 1.9528e-05 | 7.7089e-05 | 7.7086e-05 | 7.7086e-05 | 13 | 12972
14 | 0.23333 | 5 | 0.0012482 | 0.0012482 | 0 | 0 | 0 | 0 | 0.0012482 | 2.0804e-05 | 8.8323e-05 | 8.8319e-05 | 8.8319e-05 | 11322 | 14 | 2.0804e-05 | 8.8323e-05 | 8.8319e-05 | 8.8319e-05 | 14 | 11322
15 | 0.25 | 5 | 0.001323 | 0.001323 | 0 | 0 | 0 | 0 | 0.001323 | 2.205e-05 | 0.00010023 | 0.00010023 | 0.00010023 | 9977 | 15 | 2.205e-05 | 0.00010023 | 0.00010023 | 0.00010023 | 15 | 9977
16 | 0.26667 | 5 | 0.0013961 | 0.0013961 | 0 | 0 | 0 | 0 | 0.0013961 | 2.3269e-05 | 0.0001128 | 0.00011279 | 0.00011279 | 8866 | 16 | 2.3269e-05 | 0.0001128 | 0.00011279 | 0.00011279 | 16 | 8866
17 | 0.28333 | 5 | 0.0014676 | 0.0014676 | 0 | 0 | 0 | 0 | 0.0014676 | 2.446e-05 | 0.000126 | 0.000126 | 0.000126 | 7936 | 17 | 2.446e-05 | 0.000126 | 0.000126 | 0.000126 | 17 | 7936
18 | 0.3 | 5 | 0.0015375 | 0.0015375 | 0 | 0 | 0 | 0 | 0.0015375 | 2.5624e-05 | 0.00013984 | 0.00013983 | 0.00013983 | 7151 | 18 | 2.5624e-05 | 0.00013984 | 0.00013983 | 0.00013983 | 18 | 7151
19 | 0.31667 | 5 | 0.0016057 | 0.0016057 | 0 | 0 | 0 | 0 | 0.0016057 | 2.6762e-05 | 0.00015429 | 0.00015428 | 0.00015428 | 6481 | 19 | 2.6762e-05 | 0.00015429 | 0.00015428 | 0.00015428 | 19 | 6481
20 | 0.33333 | 5 | 0.0016725 | 0.0016725 | 0 | 0 | 0 | 0 | 0.0016725 | 2.7875e-05 | 0.00016935 | 0.00016933 | 0.00016933 | 5905 | 20 | 2.7875e-05 | 0.00016935 | 0.00016933 | 0.00016933 | 20 | 5905
21 | 0.35 | 5 | 0.0017377 | 0.0017377 | 0 | 0 | 0 | 0 | 0.0017377 | 2.8962e-05 | 0.00018498 | 0.00018497 | 0.00018497 | 5406 | 21 | 2.8962e-05 | 0.00018498 | 0.00018497 | 0.00018497 | 21 | 5406
22 | 0.36667 | 5 | 0.0018015 | 0.0018015 | 0 | 0 | 0 | 0 | 0.0018015 | 3.0025e-05 | 0.0002012 | 0.00020118 | 0.00020118 | 4970 | 22 | 3.0025e-05 | 0.0002012 | 0.00020118 | 0.00020118 | 22 | 4970
23 | 0.38333 | 5 | 0.0018638 | 0.0018638 | 0 | 0 | 0 | 0 | 0.0018638 | 3.1063e-05 | 0.00021797 | 0.00021795 | 0.00021795 | 4588 | 23 | 3.1063e-05 | 0.00021797 | 0.00021795 | 0.00021795 | 23 | 4588
24 | 0.4 | 5 | 0.0019247 | 0.0019247 | 0 | 0 | 0 | 0 | 0.0019247 | 3.2078e-05 | 0.00023529 | 0.00023527 | 0.00023527 | 4250 | 24 | 3.2078e-05 | 0.00023529 | 0.00023527 | 0.00023527 | 24 | 4250
25 | 0.41667 | 5 | 0.0019842 | 0.0019842 | 0 | 0 | 0 | 0 | 0.0019842 | 3.3071e-05 | 0.00025315 | 0.00025312 | 0.00025312 | 3950 | 25 | 3.3071e-05 | 0.00025315 | 0.00025312 | 0.00025312 | 25 | 3950
26 | 0.43333 | 5 | 0.0020424 | 0.0020424 | 0 | 0 | 0 | 0 | 0.0020424 | 3.4041e-05 | 0.00027153 | 0.0002715 | 0.0002715 | 3683 | 26 | 3.4041e-05 | 0.00027153 | 0.0002715 | 0.0002715 | 26 | 3683
27 | 0.45 | 5 | 0.0020993 | 0.0020993 | 0 | 0 | 0 | 0 | 0.0020993 | 3.4989e-05 | 0.00029043 | 0.00029039 | 0.00029039 | 3443 | 27 | 3.4989e-05 | 0.00029043 | 0.00029039 | 0.00029039 | 27 | 3443
28 | 0.46667 | 5 | 0.0021549 | 0.0021549 | 0 | 0 | 0 | 0 | 0.0021549 | 3.5915e-05 | 0.00030982 | 0.00030977 | 0.00030977 | 3228 | 28 | 3.5915e-05 | 0.00030982 | 0.00030977 | 0.00030977 | 28 | 3228
29 | 0.48333 | 5 | 0.0022092 | 0.0022092 | 0 | 0 | 0 | 0 | 0.0022092 | 3.6821e-05 | 0.00032971 | 0.00032965 | 0.00032965 | 3033 | 29 | 3.6821e-05 | 0.00032971 | 0.00032965 | 0.00032965 | 29 | 3033
30 | 0.5 | 5 | 0.0022624 | 0.0022624 | 0 | 0 | 0 | 0 | 0.0022624 | 3.7706e-05 | 0.00035007 | 0.00035001 | 0.00035001 | 2857 | 30 | 3.7706e-05 | 0.00035007 | 0.00035001 | 0.00035001 | 30 | 2857
31 | 0.51667 | 5 | 0.0023143 | 0.0023143 | 0 | 0 | 0 | 0 | 0.0023143 | 3.8571e-05 | 0.0003709 | 0.00037083 | 0.00037083 | 2696 | 31 | 3.8571e-05 | 0.0003709 | 0.00037083 | 0.00037083 | 31 | 2696
32 | 0.53333 | 5 | 0.002365 | 0.002365 | 0 | 0 | 0 | 0 | 0.002365 | 3.9417e-05 | 0.00039218 | 0.0003921 | 0.0003921 | 2550 | 32 | 3.9417e-05 | 0.00039218 | 0.0003921 | 0.0003921 | 32 | 2550
33 | 0.55 | 5 | 0.0024146 | 0.0024146 | 0 | 0 | 0 | 0 | 0.0024146 | 4.0244e-05 | 0.00041391 | 0.00041383 | 0.00041383 | 2416 | 33 | 4.0244e-05 | 0.00041391 | 0.00041383 | 0.00041383 | 33 | 2416
34 | 0.56667 | 5 | 0.0024631 | 0.0024631 | 0 | 0 | 0 | 0 | 0.0024631 | 4.1052e-05 | 0.00043608 | 0.00043599 | 0.00043599 | 2293 | 34 | 4.1052e-05 | 0.00043608 | 0.00043599 | 0.00043599 | 34 | 2293
35 | 0.58333 | 5 | 0.0025105 | 0.0025105 | 0 | 0 | 0 | 0 | 0.0025105 | 4.1841e-05 | 0.00045867 | 0.00045857 | 0.00045857 | 2180 | 35 | 4.1841e-05 | 0.00045867 | 0.00045857 | 0.00045857 | 35 | 2180
36 | 0.6 | 5 | 0.0025568 | 0.0025568 | 0 | 0 | 0 | 0 | 0.0025568 | 4.2613e-05 | 0.00048169 | 0.00048157 | 0.00048157 | 2076 | 36 | 4.2613e-05 | 0.00048169 | 0.00048157 | 0.00048157 | 36 | 2076
37 | 0.61667 | 5 | 0.0026021 | 0.0026021 | 0 | 0 | 0 | 0 | 0.0026021 | 4.3368e-05 | 0.0005051 | 0.00050498 | 0.00050498 | 1980 | 37 | 4.3368e-05 | 0.0005051 | 0.00050498 | 0.00050498 | 37 | 1980
38 | 0.63333 | 5 | 0.0026463 | 0.0026463 | 0 | 0 | 0 | 0 | 0.0026463 | 4.4105e-05 | 0.00052892 | 0.00052878 | 0.00052878 | 1891 | 38 | 4.4105e-05 | 0.00052892 | 0.00052878 | 0.00052878 | 38 | 1891
39 | 0.65 | 5 | 0.0026896 | 0.0026896 | 0 | 0 | 0 | 0 | 0.0026896 | 4.4826e-05 | 0.00055313 | 0.00055297 | 0.00055297 | 1808 | 39 | 4.4826e-05 | 0.00055313 | 0.00055297 | 0.00055297 | 39 | 1808
40 | 0.66667 | 5 | 0.0027318 | 0.0027318 | 0 | 0 | 0 | 0 | 0.0027318 | 4.553e-05 | 0.00057771 | 0.00057755 | 0.00057755 | 1731 | 40 | 4.553e-05 | 0.00057771 | 0.00057755 | 0.00057755 | 40 | 1731
41 | 0.68333 | 5 | 0.0027731 | 0.0027731 | 0 | 0 | 0 | 0 | 0.0027731 | 4.6219e-05 | 0.00060267 | 0.00060249 | 0.00060249 | 1659 | 41 | 4.6219e-05 | 0.00060267 | 0.00060249 | 0.00060249 | 41 | 1659
42 | 0.7 | 5 | 0.0028135 | 0.0028135 | 0 | 0 | 0 | 0 | 0.0028135 | 4.6892e-05 | 0.00062799 | 0.0006278 | 0.0006278 | 1592 | 42 | 4.6892e-05 | 0.00062799 | 0.0006278 | 0.0006278 | 42 | 1592
43 | 0.71667 | 5 | 0.002853 | 0.002853 | 0 | 0 | 0 | 0 | 0.002853 | 4.755e-05 | 0.00065367 | 0.00065346 | 0.00065346 | 1530 | 43 | 4.755e-05 | 0.00065367 | 0.00065346 | 0.00065346 | 43 | 1530
44 | 0.73333 | 5 | 0.0028916 | 0.0028916 | 0 | 0 | 0 | 0 | 0.0028916 | 4.8193e-05 | 0.00067969 | 0.00067946 | 0.00067946 | 1471 | 44 | 4.8193e-05 | 0.00067969 | 0.00067946 | 0.00067946 | 44 | 1471
45 | 0.75 | 5 | 0.0029293 | 0.0029293 | 0 | 0 | 0 | 0 | 0.0029293 | 4.8821e-05 | 0.00070606 | 0.00070581 | 0.00070581 | 1416 | 45 | 4.8821e-05 | 0.00070606 | 0.00070581 | 0.00070581 | 45 | 1416
46 | 0.76667 | 5 | 0.0029661 | 0.0029661 | 0 | 0 | 0 | 0 | 0.0029661 | 4.9436e-05 | 0.00073275 | 0.00073248 | 0.00073248 | 1365 | 46 | 4.9436e-05 | 0.00073275 | 0.00073248 | 0.00073248 | 46 | 1365
47 | 0.78333 | 5 | 0.0030022 | 0.0030022 | 0 | 0 | 0 | 0 | 0.0030022 | 5.0036e-05 | 0.00075977 | 0.00075948 | 0.00075948 | 1316 | 47 | 5.0036e-05 | 0.00075977 | 0.00075948 | 0.00075948 | 47 | 1316
48 | 0.8 | 5 | 0.0030374 | 0.0030374 | 0 | 0 | 0 | 0 | 0.0030374 | 5.0623e-05 | 0.00078711 | 0.0007868 | 0.0007868 | 1270 | 48 | 5.0623e-05 | 0.00078711 | 0.0007868 | 0.0007868 | 48 | 1270
49 | 0.81667 | 5 | 0.0030718 | 0.0030718 | 0 | 0 | 0 | 0 | 0.0030718 | 5.1197e-05 | 0.00081476 | 0.00081442 | 0.00081442 | 1227 | 49 | 5.1197e-05 | 0.00081476 | 0.00081442 | 0.00081442 | 49 | 1227
50 | 0.83333 | 5 | 0.0031054 | 0.0031054 | 0 | 0 | 0 | 0 | 0.0031054 | 5.1757e-05 | 0.0008427 | 0.00084235 | 0.00084235 | 1187 | 50 | 5.1757e-05 | 0.0008427 | 0.00084235 | 0.00084235 | 50 | 1187
51 | 0.85 | 5 | 0.0031383 | 0.0031383 | 0 | 0 | 0 | 0 | 0.0031383 | 5.2305e-05 | 0.00087095 | 0.00087057 | 0.00087057 | 1148 | 51 | 5.2305e-05 | 0.00087095 | 0.00087057 | 0.00087057 | 51 | 1148
52 | 0.86667 | 5 | 0.0031705 | 0.0031705 | 0 | 0 | 0 | 0 | 0.0031705 | 5.2841e-05 | 0.00089948 | 0.00089908 | 0.00089908 | 1112 | 52 | 5.2841e-05 | 0.00089948 | 0.00089908 | 0.00089908 | 52 | 1112
53 | 0.88333 | 5 | 0.0032019 | 0.0032019 | 0 | 0 | 0 | 0 | 0.0032019 | 5.3365e-05 | 0.0009283 | 0.00092787 | 0.00092787 | 1077 | 53 | 5.3365e-05 | 0.0009283 | 0.00092787 | 0.00092787 | 53 | 1077
54 | 0.9 | 5 | 0.0032326 | 0.0032326 | 0 | 0 | 0 | 0 | 0.0032326 | 5.3876e-05 | 0.00095739 | 0.00095694 | 0.00095694 | 1045 | 54 | 5.3876e-05 | 0.00095739 | 0.00095694 | 0.00095694 | 54 | 1045
55 | 0.91667 | 5 | 0.0032626 | 0.0032626 | 0 | 0 | 0 | 0 | 0.0032626 | 5.4377e-05 | 0.00098676 | 0.00098627 | 0.00098627 | 1013 | 55 | 5.4377e-05 | 0.00098676 | 0.00098627 | 0.00098627 | 55 | 1013
56 | 0.93333 | 5 | 0.0032919 | 0.0032919 | 0 | 0 | 0 | 0 | 0.0032919 | 5.4866e-05 | 0.0010164 | 0.0010159 | 0.0010159 | 984 | 56 | 5.4866e-05 | 0.0010164 | 0.0010159 | 0.0010159 | 56 | 984
57 | 0.95 | 5 | 0.0033206 | 0.0033206 | 0 | 0 | 0 | 0 | 0.0033206 | 5.5343e-05 | 0.0010463 | 0.0010457 | 0.0010457 | 956 | 57 | 5.5343e-05 | 0.0010463 | 0.0010457 | 0.0010457 | 57 | 956
58 | 0.96667 | 5 | 0.0033486 | 0.0033486 | 0 | 0 | 0 | 0 | 0.0033486 | 5.5811e-05 | 0.0010764 | 0.0010758 | 0.0010758 | 929 | 58 | 5.5811e-05 | 0.0010764 | 0.0010758 | 0.0010758 | 58 | 929
59 | 0.98333 | 5 | 0.003376 | 0.003376 | 0 | 0 | 0 | 0 | 0.003376 | 5.6267e-05 | 0.0011068 | 0.0011062 | 0.0011062 | 904 | 59 | 5.6267e-05 | 0.0011068 | 0.0011062 | 0.0011062 | 59 | 904
60 | 1 | 5 | 0.0034028 | 0.0034028 | 5 | 0 | 0 | 0 | 0.0034028 | 5.6713e-05 | 0.0011374 | 0.0011368 | 0.0011368 | 879 | 60 | 5.6713e-05 | 0.0011374 | 0.0011368 | 0.0011368 | 60 | 879
61 | 1.0167 | 0 | 0.0034028 | 0.003326 | 5 | 0.00010299 | 0.00010299 | 0 | 0.003429 | 5.7149e-05 | 0.0011683 | 0.0011676 | 0.0011676 | 856 | 61 | 0 | 0.0011374 | 0.0011368 | 0.0011368 | 61 | 879
62 | 1.0333 | 0 | 0.0034028 | 0.0032509 | 5 | 0.00020365 | 0.00020365 | 0 | 0.0034545 | 5.7576e-05 | 0.0011994 | 0.0011986 | 0.0011986 | 834 | 62 | 0 | 0.0011374 | 0.0011368 | 0.0011368 | 62 | 879
63 | 1.05 | 0 | 0.0034028 | 0.0031775 | 5 | 0.00030204 | 0.00030204 | 0 | 0.0034795 | 5.7992e-05 | 0.0012307 | 0.0012299 | 0.0012299 | 813 | 63 | 0 | 0.0011374 | 0.0011368 | 0.0011368 | 63 | 879
64 | 1.0667 | 0 | 0.0034028 | 0.0031058 | 5 | 0.00039821 | 0.00039821 | 0 | 0.003504 | 5.84e-05 | 0.0012622 | 0.0012614 | 0.0012614 | 792 | 64 | 0 | 0.0011374 | 0.0011368 | 0.0011368 | 64 | 879
65 | 1.0833 | 0 | 0.0034028 | 0.0030357 | 5 | 0.0004922 | 0.0004922 | 0 | 0.0035279 | 5.8798e-05 | 0.001294 | 0.0012931 | 0.0012931 | 773 | 65 | 0 | 0.0011374 | 0.0011368 | 0.0011368 | 65 | 879
66 | 1.1 | 0 | 0.0034028 | 0.0029671 | 5 | 0.00058408 | 0.00058408 | 0 | 0.0035512 | 5.9187e-05 | 0.0013259 | 0.0013251 | 0.0013251 | 754 | 66 | 0 | 0.0011374 | 0.0011368 | 0.0011368 | 66 | 879
67 | 1.1167 | 0 | 0.0034028 | 0.0029002 | 5 | 0.00067388 | 0.00067388 | 0 | 0.003574 | 5.9567e-05 | 0.0013581 | 0.0013572 | 0.0013572 | 736 | 67 | 0 | 0.0011374 | 0.0011368 | 0.0011368 | 67 | 879
68 | 1.1333 | 0 | 0.0034028 | 0.0028347 | 5 | 0.00076165 | 0.00076165 | 0 | 0.0035963 | 5.9939e-05 | 0.0013905 | 0.0013895 | 0.0013895 | 719 | 68 | 0 | 0.0011374 | 0.0011368 | 0.0011368 | 68 | 879
69 | 1.15 | 0 | 0.0034028 | 0.0027707 | 5 | 0.00084744 | 0.00084744 | 0 | 0.0036181 | 6.0302e-05 | 0.001423 | 0.001422 | 0.001422 | 703 | 69 | 0 | 0.0011374 | 0.0011368 | 0.0011368 | 69 | 879
70 | 1.1667 | 0 | 0.0034028 | 0.0027081 | 5 | 0.0009313 | 0.0009313 | 0 | 0.0036394 | 6.0657e-05 | 0.0014558 | 0.0014547 | 0.0014547 | 687 | 70 | 0 | 0.0011374 | 0.0011368 | 0.0011368 | 70 | 879
71 | 1.1833 | 0 | 0.0034028 | 0.002647 | 5 | 0.0010133 | 0.0010133 | 0 | 0.0036603 | 6.1005e-05 | 0.0014887 | 0.0014876 | 0.0014876 | 672 | 71 | 0 | 0.0011374 | 0.0011368 | 0.0011368 | 71 | 879
72 | 1.2 | 0 | 0.0034028 | 0.0025873 | 5 | 0.0010934 | 0.0010934 | 0 | 0.0036806 | 6.1344e-05 | 0.0015219 | 0.0015207 | 0.0015207 | 657 | 72 | 0 | 0.0011374 | 0.0011368 | 0.0011368 | 72 | 879
73 | 1.2167 | 0 | 0.0034028 | 0.0025288 | 5 | 0.0011717 | 0.0011717 | 0 | 0.0037005 | 6.1675e-05 | 0.0015552 | 0.0015539 | 0.0015539 | 643 | 73 | 0 | 0.0011374 | 0.0011368 | 0.0011368 | 73 | 879
74 | 1.2333 | 0 | 0.0034028 | 0.0024718 | 5 | 0.0012482 | 0.0012482 | 0 | 0.00372 | 6.2e-05 | 0.0015886 | 0.0015874 | 0.0015874 | 629 | 74 | 0 | 0.0011374 | 0.0011368 | 0.0011368 | 74 | 879
75 | 1.25 | 0 | 0.0034028 | 0.002416 | 5 | 0.001323 | 0.001323 | 0 | 0.003739 | 6.2316e-05 | 0.0016223 | 0.001621 | 0.001621 | 616 | 75 | 0 | 0.0011374 | 0.0011368 | 0.0011368 | 75 | 879
76 | 1.2667 | 0 | 0.0034028 | 0.0023614 | 5 | 0.0013961 | 0.0013961 | 0 | 0.0037576 | 6.2626e-05 | 0.0016561 | 0.0016547 | 0.0016547 | 604 | 76 | 0 | 0.0011374 | 0.0011368 | 0.0011368 | 76 | 879
77 | 1.2833 | 0 | 0.0034028 | 0.0023081 | 5 | 0.0014676 | 0.0014676 | 0 | 0.0037757 | 6.2929e-05 | 0.0016901 | 0.0016887 | 0.0016887 | 592 | 77 | 0 | 0.0011374 | 0.0011368 | 0.0011368 | 77 | 879
78 | 1.3 | 0 | 0.0034028 | 0.002256 | 5 | 0.0015375 | 0.0015375 | 0 | 0.0037935 | 6.3225e-05 | 0.0017242 | 0.0017227 | 0.0017227 | 580 | 78 | 0 | 0.0011374 | 0.0011368 | 0.0011368 | 78 | 879
79 | 1.3167 | 0 | 0.0034028 | 0.0022051 | 5 | 0.0016057 | 0.0016057 | 0 | 0.0038108 | 6.3514e-05 | 0.0017585 | 0.001757 | 0.001757 | 569 | 79 | 0 | 0.0011374 | 0.0011368 | 0.0011368 | 79 | 879
80 | 1.3333 | 0 | 0.0034028 | 0.0021553 | 5 | 0.0016725 | 0.0016725 | 0 | 0.0038278 | 6.3796e-05 | 0.001793 | 0.0017914 | 0.0017914 | 558 | 80 | 0 | 0.0011374 | 0.0011368 | 0.0011368 | 80 | 879
81 | 1.35 | 0 | 0.0034028 | 0.0021066 | 5 | 0.0017377 | 0.0017377 | 0 | 0.0038444 | 6.4073e-05 | 0.0018276 | 0.0018259 | 0.0018259 | 547 | 81 | 0 | 0.0011374 | 0.0011368 | 0.0011368 | 81 | 879
82 | 1.3667 | 0 | 0.0034028 | 0.0020591 | 5 | 0.0018015 | 0.0018015 | 0 | 0.0038606 | 6.4343e-05 | 0.0018623 | 0.0018606 | 0.0018606 | 537 | 82 | 0 | 0.0011374 | 0.0011368 | 0.0011368 | 82 | 879
83 | 1.3833 | 0 | 0.0034028 | 0.0020126 | 5 | 0.0018638 | 0.0018638 | 0 | 0.0038764 | 6.4607e-05 | 0.0018972 | 0.0018954 | 0.0018954 | 527 | 83 | 0 | 0.0011374 | 0.0011368 | 0.0011368 | 83 | 879
84 | 1.4 | 0 | 0.0034028 | 0.0019672 | 5 | 0.0019247 | 0.0019247 | 0 | 0.0038919 | 6.4865e-05 | 0.0019322 | 0.0019304 | 0.0019304 | 518 | 84 | 0 | 0.0011374 | 0.0011368 | 0.0011368 | 84 | 879
85 | 1.4167 | 0 | 0.0034028 | 0.0019228 | 5 | 0.0019842 | 0.0019842 | 0 | 0.003907 | 6.5117e-05 | 0.0019674 | 0.0019655 | 0.0019655 | 508 | 85 | 0 | 0.0011374 | 0.0011368 | 0.0011368 | 85 | 879
86 | 1.4333 | 0 | 0.0034028 | 0.0018794 | 5 | 0.0020424 | 0.0020424 | 0 | 0.0039218 | 6.5363e-05 | 0.0020027 | 0.0020007 | 0.0020007 | 499 | 86 | 0 | 0.0011374 | 0.0011368 | 0.0011368 | 86 | 879
87 | 1.45 | 0 | 0.0034028 | 0.0018369 | 5 | 0.0020993 | 0.0020993 | 0 | 0.0039362 | 6.5604e-05 | 0.0020381 | 0.002036 | 0.002036 | 491 | 87 | 0 | 0.0011374 | 0.0011368 | 0.0011368 | 87 | 879
88 | 1.4667 | 0 | 0.0034028 | 0.0017955 | 5 | 0.0021549 | 0.0021549 | 0 | 0.0039504 | 6.584e-05 | 0.0020737 | 0.0020715 | 0.0020715 | 482 | 88 | 0 | 0.0011374 | 0.0011368 | 0.0011368 | 88 | 879
89 | 1.4833 | 0 | 0.0034028 | 0.0017549 | 5 | 0.0022092 | 0.0022092 | 0 | 0.0039642 | 6.607e-05 | 0.0021094 | 0.0021071 | 0.0021071 | 474 | 89 | 0 | 0.0011374 | 0.0011368 | 0.0011368 | 89 | 879
90 | 1.5 | 0 | 0.0034028 | 0.0017153 | 5 | 0.0022624 | 0.0022624 | 0 | 0.0039777 | 6.6295e-05 | 0.0021452 | 0.0021429 | 0.0021429 | 466 | 90 | 0 | 0.0011374 | 0.0011368 | 0.0011368 | 90 | 879
91 | 1.5167 | 0 | 0.0034028 | 0.0016766 | 5 | 0.0023143 | 0.0023143 | 0 | 0.0039909 | 6.6515e-05 | 0.0021811 | 0.0021787 | 0.0021787 | 458 | 91 | 0 | 0.0011374 | 0.0011368 | 0.0011368 | 91 | 879
92 | 1.5333 | 0 | 0.0034028 | 0.0016387 | 5 | 0.002365 | 0.002365 | 0 | 0.0040038 | 6.6729e-05 | 0.0022171 | 0.0022146 | 0.0022146 | 451 | 92 | 0 | 0.0011374 | 0.0011368 | 0.0011368 | 92 | 879
93 | 1.55 | 0 | 0.0034028 | 0.0016018 | 5 | 0.0024146 | 0.0024146 | 0 | 0.0040164 | 6.6939e-05 | 0.0022532 | 0.0022507 | 0.0022507 | 444 | 93 | 0 | 0.0011374 | 0.0011368 | 0.0011368 | 93 | 879
94 | 1.5667 | 0 | 0.0034028 | 0.0015656 | 5 | 0.0024631 | 0.0024631 | 0 | 0.0040287 | 6.7145e-05 | 0.0022895 | 0.0022869 | 0.0022869 | 437 | 94 | 0 | 0.0011374 | 0.0011368 | 0.0011368 | 94 | 879
95 | 1.5833 | 0 | 0.0034028 | 0.0015302 | 5 | 0.0025105 | 0.0025105 | 0 | 0.0040407 | 6.7345e-05 | 0.0023259 | 0.0023232 | 0.0023232 | 430 | 95 | 0 | 0.0011374 | 0.0011368 | 0.0011368 | 95 | 879
96 | 1.6 | 0 | 0.0034028 | 0.0014957 | 5 | 0.0025568 | 0.0025568 | 0 | 0.0040525 | 6.7542e-05 | 0.0023623 | 0.0023596 | 0.0023596 | 423 | 96 | 0 | 0.0011374 | 0.0011368 | 0.0011368 | 96 | 879
97 | 1.6167 | 0 | 0.0034028 | 0.0014619 | 5 | 0.0026021 | 0.0026021 | 0 | 0.004064 | 6.7733e-05 | 0.0023989 | 0.002396 | 0.002396 | 417 | 97 | 0 | 0.0011374 | 0.0011368 | 0.0011368 | 97 | 879
98 | 1.6333 | 0 | 0.0034028 | 0.0014289 | 5 | 0.0026463 | 0.0026463 | 0 | 0.0040752 | 6.7921e-05 | 0.0024356 | 0.0024326 | 0.0024326 | 411 | 98 | 0 | 0.0011374 | 0.0011368 | 0.0011368 | 98 | 879
99 | 1.65 | 0 | 0.0034028 | 0.0013967 | 5 | 0.0026896 | 0.0026896 | 0 | 0.0040862 | 6.8104e-05 | 0.0024724 | 0.0024693 | 0.0024693 | 404 | 99 | 0 | 0.0011374 | 0.0011368 | 0.0011368 | 99 | 879
100 | 1.6667 | 0 | 0.0034028 | 0.0013652 | 5 | 0.0027318 | 0.0027318 | 0 | 0.004097 | 6.8283e-05 | 0.0025092 | 0.0025061 | 0.0025061 | 399 | 100 | 0 | 0.0011374 | 0.0011368 | 0.0011368 | 100 | 879
101 | 1.6833 | 0 | 0.0034028 | 0.0013343 | 5 | 0.0027731 | 0.0027731 | 0 | 0.0041075 | 6.8458e-05 | 0.0025462 | 0.002543 | 0.002543 | 393 | 101 | 0 | 0.0011374 | 0.0011368 | 0.0011368 | 101 | 879
102 | 1.7 | 0 | 0.0034028 | 0.0013042 | 5 | 0.0028135 | 0.0028135 | 0 | 0.0041177 | 6.8629e-05 | 0.0025833 | 0.0025799 | 0.0025799 | 387 | 102 | 0 | 0.0011374 | 0.0011368 | 0.0011368 | 102 | 879
103 | 1.7167 | 0 | 0.0034028 | 0.0012748 | 5 | 0.002853 | 0.002853 | 0 | 0.0041278 | 6.8796e-05 | 0.0026204 | 0.002617 | 0.002617 | 382 | 103 | 0 | 0.0011374 | 0.0011368 | 0.0011368 | 103 | 879
104 | 1.7333 | 0 | 0.0034028 | 0.001246 | 5 | 0.0028916 | 0.0028916 | 0 | 0.0041376 | 6.8959e-05 | 0.0026577 | 0.0026541 | 0.0026541 | 376 | 104 | 0 | 0.0011374 | 0.0011368 | 0.0011368 | 104 | 879
105 | 1.75 | 0 | 0.0034028 | 0.0012179 | 5 | 0.0029293 | 0.0029293 | 0 | 0.0041471 | 6.9119e-05 | 0.002695 | 0.0026914 | 0.0026914 | 371 | 105 | 0 | 0.0011374 | 0.0011368 | 0.0011368 | 105 | 879
106 | 1.7667 | 0 | 0.0034028 | 0.0011904 | 5 | 0.0029661 | 0.0029661 | 0 | 0.0041565 | 6.9275e-05 | 0.0027324 | 0.0027287 | 0.0027287 | 366 | 106 | 0 | 0.0011374 | 0.0011368 | 0.0011368 | 106 | 879
107 | 1.7833 | 0 | 0.0034028 | 0.0011635 | 5 | 0.0030022 | 0.0030022 | 0 | 0.0041657 | 6.9428e-05 | 0.0027699 | 0.0027661 | 0.0027661 | 361 | 107 | 0 | 0.0011374 | 0.0011368 | 0.0011368 | 107 | 879
108 | 1.8 | 0 | 0.0034028 | 0.0011372 | 5 | 0.0030374 | 0.0030374 | 0 | 0.0041746 | 6.9577e-05 | 0.0028075 | 0.0028035 | 0.0028035 | 356 | 108 | 0 | 0.0011374 | 0.0011368 | 0.0011368 | 108 | 879
109 | 1.8167 | 0 | 0.0034028 | 0.0011116 | 5 | 0.0030718 | 0.0030718 | 0 | 0.0041834 | 6.9723e-05 | 0.0028451 | 0.0028411 | 0.0028411 | 351 | 109 | 0 | 0.0011374 | 0.0011368 | 0.0011368 | 109 | 879
110 | 1.8333 | 0 | 0.0034028 | 0.0010865 | 5 | 0.0031054 | 0.0031054 | 0 | 0.0041919 | 6.9865e-05 | 0.0028828 | 0.0028787 | 0.0028787 | 347 | 110 | 0 | 0.0011374 | 0.0011368 | 0.0011368 | 110 | 879
111 | 1.85 | 0 | 0.0034028 | 0.0010619 | 5 | 0.0031383 | 0.0031383 | 0 | 0.0042003 | 7.0004e-05 | 0.0029206 | 0.0029164 | 0.0029164 | 342 | 111 | 0 | 0.0011374 | 0.0011368 | 0.0011368 | 111 | 879
112 | 1.8667 | 0 | 0.0034028 | 0.001038 | 5 | 0.0031705 | 0.0031705 | 0 | 0.0042084 | 7.0141e-05 | 0.0029585 | 0.0029541 | 0.0029541 | 338 | 112 | 0 | 0.0011374 | 0.0011368 | 0.0011368 | 112 | 879
113 | 1.8833 | 0 | 0.0034028 | 0.0010145 | 5 | 0.0032019 | 0.0032019 | 0 | 0.0042164 | 7.0274e-05 | 0.0029965 | 0.002992 | 0.002992 | 334 | 113 | 0 | 0.0011374 | 0.0011368 | 0.0011368 | 113 | 879
114 | 1.9 | 0 | 0.0034028 | 0.00099163 | 5 | 0.0032326 | 0.0032326 | 0 | 0.0042242 | 7.0404e-05 | 0.0030345 | 0.0030299 | 0.0030299 | 330 | 114 | 0 | 0.0011374 | 0.0011368 | 0.0011368 | 114 | 879
115 | 1.9167 | 0 | 0.0034028 | 0.00096925 | 5 | 0.0032626 | 0.0032626 | 0 | 0.0042318 | 7.0531e-05 | 0.0030726 | 0.0030679 | 0.0030679 | 325 | 115 | 0 | 0.0011374 | 0.0011368 | 0.0011368 | 115 | 879
116 | 1.9333 | 0 | 0.0034028 | 0.00094737 | 5 | 0.0032919 | 0.0032919 | 0 | 0.0042393 | 7.0655e-05 | 0.0031107 | 0.0031059 | 0.0031059 | 321 | 116 | 0 | 0.0011374 | 0.0011368 | 0.0011368 | 116 | 879
117 | 1.95 | 0 | 0.0034028 | 0.00092598 | 5 | 0.0033206 | 0.0033206 | 0 | 0.0042466 | 7.0776e-05 | 0.0031489 | 0.003144 | 0.003144 | 318 | 117 | 0 | 0.0011374 | 0.0011368 | 0.0011368 | 117 | 879
118 | 1.9667 | 0 | 0.0034028 | 0.00090508 | 5 | 0.0033486 | 0.0033486 | 0 | 0.0042537 | 7.0895e-05 | 0.0031872 | 0.0031821 | 0.0031821 | 314 | 118 | 0 | 0.0011374 | 0.0011368 | 0.0011368 | 118 | 879
119 | 1.9833 | 0 | 0.0034028 | 0.00088464 | 5 | 0.003376 | 0.003376 | 0 | 0.0042607 | 7.1011e-05 | 0.0032256 | 0.0032204 | 0.0032204 | 310 | 119 | 0 | 0.0011374 | 0.0011368 | 0.0011368 | 119 | 879
120 | 2 | 0 | 0.0034028 | 0.00086467 | 5 | 0.0034028 | 0.0034028 | 0 | 0.0042675 | 7.1125e-05 | 0.003264 | 0.0032587 | 0.0032587 | 306 | 120 | 0 | 0.0011374 | 0.0011368 | 0.0011368 | 120 | 879
121 | 2.0167 | 0 | 0.0034028 | 0.00084515 | 0 | 0.0034028 | 0.003326 | 0 | 0.0041711 | 6.9519e-05 | 0.0033015 | 0.0032961 | 0.0032961 | 303 | 121 | 0 | 0.0011374 | 0.0011368 | 0.0011368 | 121 | 879
122 | 2.0333 | 0 | 0.0034028 | 0.00082608 | 0 | 0.0034028 | 0.0032509 | 0 | 0.004077 | 6.795e-05 | 0.0033382 | 0.0033326 | 0.0033326 | 300 | 122 | 0 | 0.0011374 | 0.0011368 | 0.0011368 | 122 | 879
123 | 2.05 | 0 | 0.0034028 | 0.00080743 | 0 | 0.0034028 | 0.0031775 | 0 | 0.0039849 | 6.6416e-05 | 0.0033741 | 0.0033684 | 0.0033684 | 296 | 123 | 0 | 0.0011374 | 0.0011368 | 0.0011368 | 123 | 879
124 | 2.0667 | 0 | 0.0034028 | 0.0007892 | 0 | 0.0034028 | 0.0031058 | 0 | 0.003895 | 6.4916e-05 | 0.0034091 | 0.0034033 | 0.0034033 | 293 | 124 | 0 | 0.0011374 | 0.0011368 | 0.0011368 | 124 | 879
125 | 2.0833 | 0 | 0.0034028 | 0.00077138 | 0 | 0.0034028 | 0.0030357 | 0 | 0.0038071 | 6.3451e-05 | 0.0034434 | 0.0034375 | 0.0034375 | 290 | 125 | 0 | 0.0011374 | 0.0011368 | 0.0011368 | 125 | 879
126 | 2.1 | 0 | 0.0034028 | 0.00075397 | 0 | 0.0034028 | 0.0029671 | 0 | 0.0037211 | 6.2018e-05 | 0.0034769 | 0.0034708 | 0.0034708 | 288 | 126 | 0 | 0.0011374 | 0.0011368 | 0.0011368 | 126 | 879
127 | 2.1167 | 0 | 0.0034028 | 0.00073695 | 0 | 0.0034028 | 0.0029002 | 0 | 0.0036371 | 6.0618e-05 | 0.0035096 | 0.0035035 | 0.0035035 | 285 | 127 | 0 | 0.0011374 | 0.0011368 | 0.0011368 | 127 | 879
128 | 2.1333 | 0 | 0.0034028 | 0.00072031 | 0 | 0.0034028 | 0.0028347 | 0 | 0.003555 | 5.925e-05 | 0.0035416 | 0.0035353 | 0.0035353 | 282 | 128 | 0 | 0.0011374 | 0.0011368 | 0.0011368 | 128 | 879
129 | 2.15 | 0 | 0.0034028 | 0.00070405 | 0 | 0.0034028 | 0.0027707 | 0 | 0.0034747 | 5.7912e-05 | 0.0035729 | 0.0035665 | 0.0035665 | 280 | 129 | 0 | 0.0011374 | 0.0011368 | 0.0011368 | 129 | 879
130 | 2.1667 | 0 | 0.0034028 | 0.00068816 | 0 | 0.0034028 | 0.0027081 | 0 | 0.0033963 | 5.6605e-05 | 0.0036035 | 0.003597 | 0.003597 | 278 | 130 | 0 | 0.0011374 | 0.0011368 | 0.0011368 | 130 | 879
131 | 2.1833 | 0 | 0.0034028 | 0.00067262 | 0 | 0.0034028 | 0.002647 | 0 | 0.0033196 | 5.5327e-05 | 0.0036333 | 0.0036267 | 0.0036267 | 275 | 131 | 0 | 0.0011374 | 0.0011368 | 0.0011368 | 131 | 879
132 | 2.2 | 0 | 0.0034028 | 0.00065744 | 0 | 0.0034028 | 0.0025873 | 0 | 0.0032447 | 5.4078e-05 | 0.0036625 | 0.0036558 | 0.0036558 | 273 | 132 | 0 | 0.0011374 | 0.0011368 | 0.0011368 | 132 | 879
133 | 2.2167 | 0 | 0.0034028 | 0.0006426 | 0 | 0.0034028 | 0.0025288 | 0 | 0.0031714 | 5.2857e-05 | 0.0036911 | 0.0036843 | 0.0036843 | 271 | 133 | 0 | 0.0011374 | 0.0011368 | 0.0011368 | 133 | 879
134 | 2.2333 | 0 | 0.0034028 | 0.00062809 | 0 | 0.0034028 | 0.0024718 | 0 | 0.0030999 | 5.1664e-05 | 0.003719 | 0.0037121 | 0.0037121 | 269 | 134 | 0 | 0.0011374 | 0.0011368 | 0.0011368 | 134 | 879
135 | 2.25 | 0 | 0.0034028 | 0.00061391 | 0 | 0.0034028 | 0.002416 | 0 | 0.0030299 | 5.0498e-05 | 0.0037462 | 0.0037392 | 0.0037392 | 267 | 135 | 0 | 0.0011374 | 0.0011368 | 0.0011368 | 135 | 879
136 | 2.2667 | 0 | 0.0034028 | 0.00060005 | 0 | 0.0034028 | 0.0023614 | 0 | 0.0029615 | 4.9358e-05 | 0.0037729 | 0.0037658 | 0.0037658 | 265 | 136 | 0 | 0.0011374 | 0.0011368 | 0.0011368 | 136 | 879
137 | 2.2833 | 0 | 0.0034028 | 0.00058651 | 0 | 0.0034028 | 0.0023081 | 0 | 0.0028946 | 4.8244e-05 | 0.0037989 | 0.0037917 | 0.0037917 | 263 | 137 | 0 | 0.0011374 | 0.0011368 | 0.0011368 | 137 | 879
138 | 2.3 | 0 | 0.0034028 | 0.00057327 | 0 | 0.0034028 | 0.002256 | 0 | 0.0028293 | 4.7155e-05 | 0.0038244 | 0.0038171 | 0.0038171 | 261 | 138 | 0 | 0.0011374 | 0.0011368 | 0.0011368 | 138 | 879
139 | 2.3167 | 0 | 0.0034028 | 0.00056033 | 0 | 0.0034028 | 0.0022051 | 0 | 0.0027654 | 4.609e-05 | 0.0038493 | 0.0038419 | 0.0038419 | 260 | 139 | 0 | 0.0011374 | 0.0011368 | 0.0011368 | 139 | 879
140 | 2.3333 | 0 | 0.0034028 | 0.00054768 | 0 | 0.0034028 | 0.0021553 | 0 | 0.002703 | 4.505e-05 | 0.0038736 | 0.0038661 | 0.0038661 | 258 | 140 | 0 | 0.0011374 | 0.0011368 | 0.0011368 | 140 | 879
141 | 2.35 | 0 | 0.0034028 | 0.00053531 | 0 | 0.0034028 | 0.0021066 | 0 | 0.002642 | 4.4033e-05 | 0.0038974 | 0.0038898 | 0.0038898 | 257 | 141 | 0 | 0.0011374 | 0.0011368 | 0.0011368 | 141 | 879
142 | 2.3667 | 0 | 0.0034028 | 0.00052323 | 0 | 0.0034028 | 0.0020591 | 0 | 0.0025823 | 4.3039e-05 | 0.0039206 | 0.003913 | 0.003913 | 255 | 142 | 0 | 0.0011374 | 0.0011368 | 0.0011368 | 142 | 879
143 | 2.3833 | 0 | 0.0034028 | 0.00051142 | 0 | 0.0034028 | 0.0020126 | 0 | 0.002524 | 4.2067e-05 | 0.0039434 | 0.0039356 | 0.0039356 | 254 | 143 | 0 | 0.0011374 | 0.0011368 | 0.0011368 | 143 | 879
144 | 2.4 | 0 | 0.0034028 | 0.00049987 | 0 | 0.0034028 | 0.0019672 | 0 | 0.002467 | 4.1117e-05 | 0.0039656 | 0.0039577 | 0.0039577 | 252 | 144 | 0 | 0.0011374 | 0.0011368 | 0.0011368 | 144 | 879
145 | 2.4167 | 0 | 0.0034028 | 0.00048859 | 0 | 0.0034028 | 0.0019228 | 0 | 0.0024114 | 4.0189e-05 | 0.0039873 | 0.0039793 | 0.0039793 | 251 | 145 | 0 | 0.0011374 | 0.0011368 | 0.0011368 | 145 | 879
146 | 2.4333 | 0 | 0.0034028 | 0.00047756 | 0 | 0.0034028 | 0.0018794 | 0 | 0.0023569 | 3.9282e-05 | 0.0040085 | 0.0040005 | 0.0040005 | 249 | 146 | 0 | 0.0011374 | 0.0011368 | 0.0011368 | 146 | 879
147 | 2.45 | 0 | 0.0034028 | 0.00046678 | 0 | 0.0034028 | 0.0018369 | 0 | 0.0023037 | 3.8395e-05 | 0.0040292 | 0.0040211 | 0.0040211 | 248 | 147 | 0 | 0.0011374 | 0.0011368 | 0.0011368 | 147 | 879
148 | 2.4667 | 0 | 0.0034028 | 0.00045624 | 0 | 0.0034028 | 0.0017955 | 0 | 0.0022517 | 3.7528e-05 | 0.0040495 | 0.0040413 | 0.0040413 | 247 | 148 | 0 | 0.0011374 | 0.0011368 | 0.0011368 | 148 | 879
149 | 2.4833 | 0 | 0.0034028 | 0.00044594 | 0 | 0.0034028 | 0.0017549 | 0 | 0.0022009 | 3.6681e-05 | 0.0040693 | 0.004061 | 0.004061 | 246 | 149 | 0 | 0.0011374 | 0.0011368 | 0.0011368 | 149 | 879
150 | 2.5 | 0 | 0.0034028 | 0.00043587 | 0 | 0.0034028 | 0.0017153 | 0 | 0.0021512 | 3.5853e-05 | 0.0040886 | 0.0040803 | 0.0040803 | 245 | 150 | 0 | 0.0011374 | 0.0011368 | 0.0011368 | 150 | 879
151 | 2.5167 | 0 | 0.0034028 | 0.00042603 | 0 | 0.0034028 | 0.0016766 | 0 | 0.0021026 | 3.5044e-05 | 0.0041076 | 0.0040991 | 0.0040991 | 243 | 151 | 0 | 0.0011374 | 0.0011368 | 0.0011368 | 151 | 879
152 | 2.5333 | 0 | 0.0034028 | 0.00041642 | 0 | 0.0034028 | 0.0016387 | 0 | 0.0020552 | 3.4253e-05 | 0.0041261 | 0.0041176 | 0.0041176 | 242 | 152 | 0 | 0.0011374 | 0.0011368 | 0.0011368 | 152 | 879
153 | 2.55 | 0 | 0.0034028 | 0.00040702 | 0 | 0.0034028 | 0.0016018 | 0 | 0.0020088 | 3.3479e-05 | 0.0041441 | 0.0041356 | 0.0041356 | 241 | 153 | 0 | 0.0011374 | 0.0011368 | 0.0011368 | 153 | 879
154 | 2.5667 | 0 | 0.0034028 | 0.00039783 | 0 | 0.0034028 | 0.0015656 | 0 | 0.0019634 | 3.2724e-05 | 0.0041618 | 0.0041532 | 0.0041532 | 240 | 154 | 0 | 0.0011374 | 0.0011368 | 0.0011368 | 154 | 879
155 | 2.5833 | 0 | 0.0034028 | 0.00038885 | 0 | 0.0034028 | 0.0015302 | 0 | 0.0019191 | 3.1985e-05 | 0.0041791 | 0.0041704 | 0.0041704 | 239 | 155 | 0 | 0.0011374 | 0.0011368 | 0.0011368 | 155 | 879
156 | 2.6 | 0 | 0.0034028 | 0.00038007 | 0 | 0.0034028 | 0.0014957 | 0 | 0.0018758 | 3.1263e-05 | 0.004196 | 0.0041872 | 0.0041872 | 238 | 156 | 0 | 0.0011374 | 0.0011368 | 0.0011368 | 156 | 879
157 | 2.6167 | 0 | 0.0034028 | 0.00037149 | 0 | 0.0034028 | 0.0014619 | 0 | 0.0018334 | 3.0557e-05 | 0.0042125 | 0.0042036 | 0.0042036 | 237 | 157 | 0 | 0.0011374 | 0.0011368 | 0.0011368 | 157 | 879
158 | 2.6333 | 0 | 0.0034028 | 0.0003631 | 0 | 0.0034028 | 0.0014289 | 0 | 0.001792 | 2.9867e-05 | 0.0042286 | 0.0042197 | 0.0042197 | 236 | 158 | 0 | 0.0011374 | 0.0011368 | 0.0011368 | 158 | 879
159 | 2.65 | 0 | 0.0034028 | 0.00035491 | 0 | 0.0034028 | 0.0013967 | 0 | 0.0017516 | 2.9193e-05 | 0.0042444 | 0.0042354 | 0.0042354 | 236 | 159 | 0 | 0.0011374 | 0.0011368 | 0.0011368 | 159 | 879
160 | 2.6667 | 0 | 0.0034028 | 0.00034689 | 0 | 0.0034028 | 0.0013652 | 0 | 0.001712 | 2.8534e-05 | 0.0042598 | 0.0042507 | 0.0042507 | 235 | 160 | 0 | 0.0011374 | 0.0011368 | 0.0011368 | 160 | 879
161 | 2.6833 | 0 | 0.0034028 | 0.00033906 | 0 | 0.0034028 | 0.0013343 | 0 | 0.0016734 | 2.789e-05 | 0.0042748 | 0.0042657 | 0.0042657 | 234 | 161 | 0 | 0.0011374 | 0.0011368 | 0.0011368 | 161 | 879
162 | 2.7 | 0 | 0.0034028 | 0.00033141 | 0 | 0.0034028 | 0.0013042 | 0 | 0.0016356 | 2.726e-05 | 0.0042896 | 0.0042804 | 0.0042804 | 233 | 162 | 0 | 0.0011374 | 0.0011368 | 0.0011368 | 162 | 879
163 | 2.7167 | 0 | 0.0034028 | 0.00032393 | 0 | 0.0034028 | 0.0012748 | 0 | 0.0015987 | 2.6645e-05 | 0.0043039 | 0.0042947 | 0.0042947 | 232 | 163 | 0 | 0.0011374 | 0.0011368 | 0.0011368 | 163 | 879
164 | 2.7333 | 0 | 0.0034028 | 0.00031661 | 0 | 0.0034028 | 0.001246 | 0 | 0.0015626 | 2.6043e-05 | 0.004318 | 0.0043087 | 0.0043087 | 232 | 164 | 0 | 0.0011374 | 0.0011368 | 0.0011368 | 164 | 879
165 | 2.75 | 0 | 0.0034028 | 0.00030947 | 0 | 0.0034028 | 0.0012179 | 0 | 0.0015273 | 2.5456e-05 | 0.0043317 | 0.0043224 | 0.0043224 | 231 | 165 | 0 | 0.0011374 | 0.0011368 | 0.0011368 | 165 | 879
166 | 2.7667 | 0 | 0.0034028 | 0.00030248 | 0 | 0.0034028 | 0.0011904 | 0 | 0.0014929 | 2.4881e-05 | 0.0043452 | 0.0043358 | 0.0043358 | 230 | 166 | 0 | 0.0011374 | 0.0011368 | 0.0011368 | 166 | 879
167 | 2.7833 | 0 | 0.0034028 | 0.00029565 | 0 | 0.0034028 | 0.0011635 | 0 | 0.0014592 | 2.4319e-05 | 0.0043583 | 0.0043488 | 0.0043488 | 229 | 167 | 0 | 0.0011374 | 0.0011368 | 0.0011368 | 167 | 879
168 | 2.8 | 0 | 0.0034028 | 0.00028898 | 0 | 0.0034028 | 0.0011372 | 0 | 0.0014262 | 2.377e-05 | 0.0043712 | 0.0043616 | 0.0043616 | 229 | 168 | 0 | 0.0011374 | 0.0011368 | 0.0011368 | 168 | 879
169 | 2.8167 | 0 | 0.0034028 | 0.00028246 | 0 | 0.0034028 | 0.0011116 | 0 | 0.001394 | 2.3234e-05 | 0.0043837 | 0.0043741 | 0.0043741 | 228 | 169 | 0 | 0.0011374 | 0.0011368 | 0.0011368 | 169 | 879
170 | 2.8333 | 0 | 0.0034028 | 0.00027608 | 0 | 0.0034028 | 0.0010865 | 0 | 0.0013625 | 2.2709e-05 | 0.004396 | 0.0043863 | 0.0043863 | 227 | 170 | 0 | 0.0011374 | 0.0011368 | 0.0011368 | 170 | 879
171 | 2.85 | 0 | 0.0034028 | 0.00026985 | 0 | 0.0034028 | 0.0010619 | 0 | 0.0013318 | 2.2196e-05 | 0.0044079 | 0.0043982 | 0.0043982 | 227 | 171 | 0 | 0.0011374 | 0.0011368 | 0.0011368 | 171 | 879
172 | 2.8667 | 0 | 0.0034028 | 0.00026375 | 0 | 0.0034028 | 0.001038 | 0 | 0.0013017 | 2.1695e-05 | 0.0044197 | 0.0044099 | 0.0044099 | 226 | 172 | 0 | 0.0011374 | 0.0011368 | 0.0011368 | 172 | 879
173 | 2.8833 | 0 | 0.0034028 | 0.0002578 | 0 | 0.0034028 | 0.0010145 | 0 | 0.0012723 | 2.1206e-05 | 0.0044311 | 0.0044213 | 0.0044213 | 226 | 173 | 0 | 0.0011374 | 0.0011368 | 0.0011368 | 173 | 879
174 | 2.9 | 0 | 0.0034028 | 0.00025198 | 0 | 0.0034028 | 0.00099163 | 0 | 0.0012436 | 2.0727e-05 | 0.0044423 | 0.0044325 | 0.0044325 | 225 | 174 | 0 | 0.0011374 | 0.0011368 | 0.0011368 | 174 | 879
175 | 2.9167 | 0 | 0.0034028 | 0.00024629 | 0 | 0.0034028 | 0.00096925 | 0 | 0.0012155 | 2.0259e-05 | 0.0044532 | 0.0044433 | 0.0044433 | 225 | 175 | 0 | 0.0011374 | 0.0011368 | 0.0011368 | 175 | 879
176 | 2.9333 | 0 | 0.0034028 | 0.00024073 | 0 | 0.0034028 | 0.00094737 | 0 | 0.0011881 | 1.9802e-05 | 0.0044639 | 0.004454 | 0.004454 | 224 | 176 | 0 | 0.0011374 | 0.0011368 | 0.0011368 | 176 | 879
177 | 2.95 | 0 | 0.0034028 | 0.0002353 | 0 | 0.0034028 | 0.00092598 | 0 | 0.0011613 | 1.9355e-05 | 0.0044744 | 0.0044644 | 0.0044644 | 223 | 177 | 0 | 0.0011374 | 0.0011368 | 0.0011368 | 177 | 879
178 | 2.9667 | 0 | 0.0034028 | 0.00022999 | 0 | 0.0034028 | 0.00090508 | 0 | 0.0011351 | 1.8918e-05 | 0.0044846 | 0.0044746 | 0.0044746 | 223 | 178 | 0 | 0.0011374 | 0.0011368 | 0.0011368 | 178 | 879
179 | 2.9833 | 0 | 0.0034028 | 0.00022479 | 0 | 0.0034028 | 0.00088464 | 0 | 0.0011094 | 1.8491e-05 | 0.0044946 | 0.0044845 | 0.0044845 | 222 | 179 | 0 | 0.0011374 | 0.0011368 | 0.0011368 | 179 | 879
180 | 3 | 0 | 0.0034028 | 0.00021972 | 0 | 0.0034028 | 0.00086467 | 0 | 0.0010844 | 1.8073e-05 | 0.0045044 | 0.0044942 | 0.0044942 | 222 | 180 | 0 | 0.0011374 | 0.0011368 | 0.0011368 | 180 | 879
181 | 3.0167 | 0 | 0.0034028 | 0.00021476 | 0 | 0.0034028 | 0.00084515 | 0 | 0.0010599 | 1.7665e-05 | 0.0045139 | 0.0045037 | 0.0045037 | 222 | 181 | 0 | 0.0011374 | 0.0011368 | 0.0011368 | 181 | 879
182 | 3.0333 | 0 | 0.0034028 | 0.00020991 | 0 | 0.0034028 | 0.00082608 | 0 | 0.001036 | 1.7266e-05 | 0.0045232 | 0.004513 | 0.004513 | 221 | 182 | 0 | 0.0011374 | 0.0011368 | 0.0011368 | 182 | 879
183 | 3.05 | 0 | 0.0034028 | 0.00020517 | 0 | 0.0034028 | 0.00080743 | 0 | 0.0010126 | 1.6877e-05 | 0.0045323 | 0.0045221 | 0.0045221 | 221 | 183 | 0 | 0.0011374 | 0.0011368 | 0.0011368 | 183 | 879
184 | 3.0667 | 0 | 0.0034028 | 0.00020054 | 0 | 0.0034028 | 0.0007892 | 0 | 0.00098974 | 1.6496e-05 | 0.0045412 | 0.0045309 | 0.0045309 | 220 | 184 | 0 | 0.0011374 | 0.0011368 | 0.0011368 | 184 | 879
185 | 3.0833 | 0 | 0.0034028 | 0.00019601 | 0 | 0.0034028 | 0.00077138 | 0 | 0.0009674 | 1.6123e-05 | 0.0045499 | 0.0045396 | 0.0045396 | 220 | 185 | 0 | 0.0011374 | 0.0011368 | 0.0011368 | 185 | 879
186 | 3.1 | 0 | 0.0034028 | 0.00019159 | 0 | 0.0034028 | 0.00075397 | 0 | 0.00094556 | 1.5759e-05 | 0.0045585 | 0.0045481 | 0.0045481 | 219 | 186 | 0 | 0.0011374 | 0.0011368 | 0.0011368 | 186 | 879
187 | 3.1167 | 0 | 0.0034028 | 0.00018726 | 0 | 0.0034028 | 0.00073695 | 0 | 0.00092421 | 1.5404e-05 | 0.0045668 | 0.0045564 | 0.0045564 | 219 | 187 | 0 | 0.0011374 | 0.0011368 | 0.0011368 | 187 | 879
188 | 3.1333 | 0 | 0.0034028 | 0.00018304 | 0 | 0.0034028 | 0.00072031 | 0 | 0.00090335 | 1.5056e-05 | 0.0045749 | 0.0045645 | 0.0045645 | 219 | 188 | 0 | 0.0011374 | 0.0011368 | 0.0011368 | 188 | 879
189 | 3.15 | 0 | 0.0034028 | 0.0001789 | 0 | 0.0034028 | 0.00070405 | 0 | 0.00088296 | 1.4716e-05 | 0.0045828 | 0.0045724 | 0.0045724 | 218 | 189 | 0 | 0.0011374 | 0.0011368 | 0.0011368 | 189 | 879
190 | 3.1667 | 0 | 0.0034028 | 0.00017487 | 0 | 0.0034028 | 0.00068816 | 0 | 0.00086302 | 1.4384e-05 | 0.0045906 | 0.0045801 | 0.0045801 | 218 | 190 | 0 | 0.0011374 | 0.0011368 | 0.0011368 | 190 | 879
191 | 3.1833 | 0 | 0.0034028 | 0.00017092 | 0 | 0.0034028 | 0.00067262 | 0 | 0.00084354 | 1.4059e-05 | 0.0045982 | 0.0045876 | 0.0045876 | 217 | 191 | 0 | 0.0011374 | 0.0011368 | 0.0011368 | 191 | 879
192 | 3.2 | 0 | 0.0034028 | 0.00016706 | 0 | 0.0034028 | 0.00065744 | 0 | 0.0008245 | 1.3742e-05 | 0.0046056 | 0.004595 | 0.004595 | 217 | 192 | 0 | 0.0011374 | 0.0011368 | 0.0011368 | 192 | 879
193 | 3.2167 | 0 | 0.0034028 | 0.00016329 | 0 | 0.0034028 | 0.0006426 | 0 | 0.00080589 | 1.3431e-05 | 0.0046129 | 0.0046023 | 0.0046023 | 217 | 193 | 0 | 0.0011374 | 0.0011368 | 0.0011368 | 193 | 879
194 | 3.2333 | 0 | 0.0034028 | 0.0001596 | 0 | 0.0034028 | 0.00062809 | 0 | 0.00078769 | 1.3128e-05 | 0.00462 | 0.0046093 | 0.0046093 | 216 | 194 | 0 | 0.0011374 | 0.0011368 | 0.0011368 | 194 | 879
195 | 3.25 | 0 | 0.0034028 | 0.000156 | 0 | 0.0034028 | 0.00061391 | 0 | 0.00076991 | 1.2832e-05 | 0.0046269 | 0.0046162 | 0.0046162 | 216 | 195 | 0 | 0.0011374 | 0.0011368 | 0.0011368 | 195 | 879
196 | 3.2667 | 0 | 0.0034028 | 0.00015248 | 0 | 0.0034028 | 0.00060005 | 0 | 0.00075253 | 1.2542e-05 | 0.0046337 | 0.004623 | 0.004623 | 216 | 196 | 0 | 0.0011374 | 0.0011368 | 0.0011368 | 196 | 879
197 | 3.2833 | 0 | 0.0034028 | 0.00014904 | 0 | 0.0034028 | 0.00058651 | 0 | 0.00073554 | 1.2259e-05 | 0.0046403 | 0.0046295 | 0.0046295 | 216 | 197 | 0 | 0.0011374 | 0.0011368 | 0.0011368 | 197 | 879
198 | 3.3 | 0 | 0.0034028 | 0.00014567 | 0 | 0.0034028 | 0.00057327 | 0 | 0.00071894 | 1.1982e-05 | 0.0046468 | 0.004636 | 0.004636 | 215 | 198 | 0 | 0.0011374 | 0.0011368 | 0.0011368 | 198 | 879
199 | 3.3167 | 0 | 0.0034028 | 0.00014238 | 0 | 0.0034028 | 0.00056033 | 0 | 0.00070271 | 1.1712e-05 | 0.0046531 | 0.0046423 | 0.0046423 | 215 | 199 | 0 | 0.0011374 | 0.0011368 | 0.0011368 | 199 | 879
200 | 3.3333 | 0 | 0.0034028 | 0.00013917 | 0 | 0.0034028 | 0.00054768 | 0 | 0.00068685 | 1.1447e-05 | 0.0046593 | 0.0046484 | 0.0046484 | 215 | 200 | 0 | 0.0011374 | 0.0011368 | 0.0011368 | 200 | 879
201 | 3.35 | 0 | 0.0034028 | 0.00013603 | 0 | 0.0034028 | 0.00053531 | 0 | 0.00067134 | 1.1189e-05 | 0.0046653 | 0.0046544 | 0.0046544 | 214 | 201 | 0 | 0.0011374 | 0.0011368 | 0.0011368 | 201 | 879
202 | 3.3667 | 0 | 0.0034028 | 0.00013296 | 0 | 0.0034028 | 0.00052323 | 0 | 0.00065619 | 1.0936e-05 | 0.0046712 | 0.0046603 | 0.0046603 | 214 | 202 | 0 | 0.0011374 | 0.0011368 | 0.0011368 | 202 | 879
203 | 3.3833 | 0 | 0.0034028 | 0.00012995 | 0 | 0.0034028 | 0.00051142 | 0 | 0.00064137 | 1.069e-05 | 0.004677 | 0.0046661 | 0.0046661 | 214 | 203 | 0 | 0.0011374 | 0.0011368 | 0.0011368 | 203 | 879
204 | 3.4 | 0 | 0.0034028 | 0.00012702 | 0 | 0.0034028 | 0.00049987 | 0 | 0.00062689 | 1.0448e-05 | 0.0046826 | 0.0046717 | 0.0046717 | 214 | 204 | 0 | 0.0011374 | 0.0011368 | 0.0011368 | 204 | 879
205 | 3.4167 | 0 | 0.0034028 | 0.00012415 | 0 | 0.0034028 | 0.00048859 | 0 | 0.00061274 | 1.0212e-05 | 0.0046881 | 0.0046772 | 0.0046772 | 213 | 205 | 0 | 0.0011374 | 0.0011368 | 0.0011368 | 205 | 879
206 | 3.4333 | 0 | 0.0034028 | 0.00012135 | 0 | 0.0034028 | 0.00047756 | 0 | 0.00059891 | 9.9818e-06 | 0.0046935 | 0.0046825 | 0.0046825 | 213 | 206 | 0 | 0.0011374 | 0.0011368 | 0.0011368 | 206 | 879
207 | 3.45 | 0 | 0.0034028 | 0.00011861 | 0 | 0.0034028 | 0.00046678 | 0 | 0.00058539 | 9.7565e-06 | 0.0046988 | 0.0046878 | 0.0046878 | 213 | 207 | 0 | 0.0011374 | 0.0011368 | 0.0011368 | 207 | 879
208 | 3.4667 | 0 | 0.0034028 | 0.00011593 | 0 | 0.0034028 | 0.00045624 | 0 | 0.00057217 | 9.5362e-06 | 0.004704 | 0.0046929 | 0.0046929 | 213 | 208 | 0 | 0.0011374 | 0.0011368 | 0.0011368 | 208 | 879
209 | 3.4833 | 0 | 0.0034028 | 0.00011332 | 0 | 0.0034028 | 0.00044594 | 0 | 0.00055926 | 9.321e-06 | 0.004709 | 0.0046979 | 0.0046979 | 212 | 209 | 0 | 0.0011374 | 0.0011368 | 0.0011368 | 209 | 879
210 | 3.5 | 0 | 0.0034028 | 0.00011076 | 0 | 0.0034028 | 0.00043587 | 0 | 0.00054663 | 9.1105e-06 | 0.0047139 | 0.0047028 | 0.0047028 | 212 | 210 | 0 | 0.0011374 | 0.0011368 | 0.0011368 | 210 | 879
211 | 3.5167 | 0 | 0.0034028 | 0.00010826 | 0 | 0.0034028 | 0.00042603 | 0 | 0.00053429 | 8.9049e-06 | 0.0047187 | 0.0047076 | 0.0047076 | 212 | 211 | 0 | 0.0011374 | 0.0011368 | 0.0011368 | 211 | 879
212 | 3.5333 | 0 | 0.0034028 | 0.00010581 | 0 | 0.0034028 | 0.00041642 | 0 | 0.00052223 | 8.7038e-06 | 0.0047234 | 0.0047123 | 0.0047123 | 212 | 212 | 0 | 0.0011374 | 0.0011368 | 0.0011368 | 212 | 879
213 | 3.55 | 0 | 0.0034028 | 0.00010343 | 0 | 0.0034028 | 0.00040702 | 0 | 0.00051044 | 8.5074e-06 | 0.004728 | 0.0047168 | 0.0047168 | 212 | 213 | 0 | 0.0011374 | 0.0011368 | 0.0011368 | 213 | 879
214 | 3.5667 | 0 | 0.0034028 | 0.00010109 | 0 | 0.0034028 | 0.00039783 | 0 | 0.00049892 | 8.3153e-06 | 0.0047325 | 0.0047213 | 0.0047213 | 211 | 214 | 0 | 0.0011374 | 0.0011368 | 0.0011368 | 214 | 879
215 | 3.5833 | 0 | 0.0034028 | 9.8809e-05 | 0 | 0.0034028 | 0.00038885 | 0 | 0.00048766 | 8.1276e-06 | 0.0047369 | 0.0047257 | 0.0047257 | 211 | 215 | 0 | 0.0011374 | 0.0011368 | 0.0011368 | 215 | 879
216 | 3.6 | 0 | 0.0034028 | 9.6578e-05 | 0 | 0.0034028 | 0.00038007 | 0 | 0.00047665 | 7.9441e-06 | 0.0047412 | 0.00473 | 0.00473 | 211 | 216 | 0 | 0.0011374 | 0.0011368 | 0.0011368 | 216 | 879
217 | 3.6167 | 0 | 0.0034028 | 9.4398e-05 | 0 | 0.0034028 | 0.00037149 | 0 | 0.00046589 | 7.7648e-06 | 0.0047454 | 0.0047341 | 0.0047341 | 211 | 217 | 0 | 0.0011374 | 0.0011368 | 0.0011368 | 217 | 879
218 | 3.6333 | 0 | 0.0034028 | 9.2267e-05 | 0 | 0.0034028 | 0.0003631 | 0 | 0.00045537 | 7.5895e-06 | 0.0047495 | 0.0047382 | 0.0047382 | 211 | 218 | 0 | 0.0011374 | 0.0011368 | 0.0011368 | 218 | 879
219 | 3.65 | 0 | 0.0034028 | 9.0184e-05 | 0 | 0.0034028 | 0.00035491 | 0 | 0.00044509 | 7.4182e-06 | 0.0047535 | 0.0047422 | 0.0047422 | 210 | 219 | 0 | 0.0011374 | 0.0011368 | 0.0011368 | 219 | 879
220 | 3.6667 | 0 | 0.0034028 | 8.8148e-05 | 0 | 0.0034028 | 0.00034689 | 0 | 0.00043504 | 7.2507e-06 | 0.0047574 | 0.0047461 | 0.0047461 | 210 | 220 | 0 | 0.0011374 | 0.0011368 | 0.0011368 | 220 | 879
221 | 3.6833 | 0 | 0.0034028 | 8.6158e-05 | 0 | 0.0034028 | 0.00033906 | 0 | 0.00042522 | 7.087e-06 | 0.0047612 | 0.0047499 | 0.0047499 | 210 | 221 | 0 | 0.0011374 | 0.0011368 | 0.0011368 | 221 | 879
222 | 3.7 | 0 | 0.0034028 | 8.4213e-05 | 0 | 0.0034028 | 0.00033141 | 0 | 0.00041562 | 6.927e-06 | 0.004765 | 0.0047536 | 0.0047536 | 210 | 222 | 0 | 0.0011374 | 0.0011368 | 0.0011368 | 222 | 879
223 | 3.7167 | 0 | 0.0034028 | 8.2312e-05 | 0 | 0.0034028 | 0.00032393 | 0 | 0.00040624 | 6.7707e-06 | 0.0047686 | 0.0047573 | 0.0047573 | 210 | 223 | 0 | 0.0011374 | 0.0011368 | 0.0011368 | 223 | 879
224 | 3.7333 | 0 | 0.0034028 | 8.0454e-05 | 0 | 0.0034028 | 0.00031661 | 0 | 0.00039707 | 6.6178e-06 | 0.0047722 | 0.0047608 | 0.0047608 | 210 | 224 | 0 | 0.0011374 | 0.0011368 | 0.0011368 | 224 | 879
225 | 3.75 | 0 | 0.0034028 | 7.8638e-05 | 0 | 0.0034028 | 0.00030947 | 0 | 0.00038811 | 6.4684e-06 | 0.0047757 | 0.0047643 | 0.0047643 | 209 | 225 | 0 | 0.0011374 | 0.0011368 | 0.0011368 | 225 | 879
226 | 3.7667 | 0 | 0.0034028 | 7.6863e-05 | 0 | 0.0034028 | 0.00030248 | 0 | 0.00037934 | 6.3224e-06 | 0.0047791 | 0.0047677 | 0.0047677 | 209 | 226 | 0 | 0.0011374 | 0.0011368 | 0.0011368 | 226 | 879
227 | 3.7833 | 0 | 0.0034028 | 7.5127e-05 | 0 | 0.0034028 | 0.00029565 | 0 | 0.00037078 | 6.1797e-06 | 0.0047824 | 0.004771 | 0.004771 | 209 | 227 | 0 | 0.0011374 | 0.0011368 | 0.0011368 | 227 | 879
228 | 3.8 | 0 | 0.0034028 | 7.3431e-05 | 0 | 0.0034028 | 0.00028898 | 0 | 0.00036241 | 6.0402e-06 | 0.0047857 | 0.0047743 | 0.0047743 | 209 | 228 | 0 | 0.0011374 | 0.0011368 | 0.0011368 | 228 | 879
229 | 3.8167 | 0 | 0.0034028 | 7.1774e-05 | 0 | 0.0034028 | 0.00028246 | 0 | 0.00035423 | 5.9038e-06 | 0.0047889 | 0.0047774 | 0.0047774 | 209 | 229 | 0 | 0.0011374 | 0.0011368 | 0.0011368 | 229 | 879
230 | 3.8333 | 0 | 0.0034028 | 7.0154e-05 | 0 | 0.0034028 | 0.00027608 | 0 | 0.00034623 | 5.7705e-06 | 0.004792 | 0.0047805 | 0.0047805 | 209 | 230 | 0 | 0.0011374 | 0.0011368 | 0.0011368 | 230 | 879
231 | 3.85 | 0 | 0.0034028 | 6.857e-05 | 0 | 0.0034028 | 0.00026985 | 0 | 0.00033842 | 5.6403e-06 | 0.004795 | 0.0047836 | 0.0047836 | 209 | 231 | 0 | 0.0011374 | 0.0011368 | 0.0011368 | 231 | 879
232 | 3.8667 | 0 | 0.0034028 | 6.7022e-05 | 0 | 0.0034028 | 0.00026375 | 0 | 0.00033078 | 5.5129e-06 | 0.004798 | 0.0047865 | 0.0047865 | 208 | 232 | 0 | 0.0011374 | 0.0011368 | 0.0011368 | 232 | 879
233 | 3.8833 | 0 | 0.0034028 | 6.5509e-05 | 0 | 0.0034028 | 0.0002578 | 0 | 0.00032331 | 5.3885e-06 | 0.0048009 | 0.0047894 | 0.0047894 | 208 | 233 | 0 | 0.0011374 | 0.0011368 | 0.0011368 | 233 | 879
234 | 3.9 | 0 | 0.0034028 | 6.403e-05 | 0 | 0.0034028 | 0.00025198 | 0 | 0.00031601 | 5.2668e-06 | 0.0048038 | 0.0047923 | 0.0047923 | 208 | 234 | 0 | 0.0011374 | 0.0011368 | 0.0011368 | 234 | 879
235 | 3.9167 | 0 | 0.0034028 | 6.2585e-05 | 0 | 0.0034028 | 0.00024629 | 0 | 0.00030888 | 5.148e-06 | 0.0048066 | 0.004795 | 0.004795 | 208 | 235 | 0 | 0.0011374 | 0.0011368 | 0.0011368 | 235 | 879
236 | 3.9333 | 0 | 0.0034028 | 6.1172e-05 | 0 | 0.0034028 | 0.00024073 | 0 | 0.0003019 | 5.0317e-06 | 0.0048093 | 0.0047977 | 0.0047977 | 208 | 236 | 0 | 0.0011374 | 0.0011368 | 0.0011368 | 236 | 879
237 | 3.95 | 0 | 0.0034028 | 5.9791e-05 | 0 | 0.0034028 | 0.0002353 | 0 | 0.00029509 | 4.9181e-06 | 0.0048119 | 0.0048004 | 0.0048004 | 208 | 237 | 0 | 0.0011374 | 0.0011368 | 0.0011368 | 237 | 879
238 | 3.9667 | 0 | 0.0034028 | 5.8441e-05 | 0 | 0.0034028 | 0.00022999 | 0 | 0.00028843 | 4.8071e-06 | 0.0048145 | 0.0048029 | 0.0048029 | 208 | 238 | 0 | 0.0011374 | 0.0011368 | 0.0011368 | 238 | 879
239 | 3.9833 | 0 | 0.0034028 | 5.7122e-05 | 0 | 0.0034028 | 0.00022479 | 0 | 0.00028192 | 4.6986e-06 | 0.0048171 | 0.0048055 | 0.0048055 | 208 | 239 | 0 | 0.0011374 | 0.0011368 | 0.0011368 | 239 | 879
240 | 4 | 0 | 0.0034028 | 5.5832e-05 | 0 | 0.0034028 | 0.00021972 | 0 | 0.00027555 | 4.5925e-06 | 0.0048195 | 0.0048079 | 0.0048079 | 207 | 240 | 0 | 0.0011374 | 0.0011368 | 0.0011368 | 240 | 879
241 | 4.0167 | 0 | 0.0034028 | 5.4572e-05 | 0 | 0.0034028 | 0.00021476 | 0 | 0.00026933 | 4.4889e-06 | 0.004822 | 0.0048104 | 0.0048104 | 207 | 241 | 0 | 0.0011374 | 0.0011368 | 0.0011368 | 241 | 879
242 | 4.0333 | 0 | 0.0034028 | 5.334e-05 | 0 | 0.0034028 | 0.00020991 | 0 | 0.00026325 | 4.3875e-06 | 0.0048243 | 0.0048127 | 0.0048127 | 207 | 242 | 0 | 0.0011374 | 0.0011368 | 0.0011368 | 242 | 879
243 | 4.05 | 0 | 0.0034028 | 5.2136e-05 | 0 | 0.0034028 | 0.00020517 | 0 | 0.00025731 | 4.2885e-06 | 0.0048266 | 0.004815 | 0.004815 | 207 | 243 | 0 | 0.0011374 | 0.0011368 | 0.0011368 | 243 | 879
244 | 4.0667 | 0 | 0.0034028 | 5.0959e-05 | 0 | 0.0034028 | 0.00020054 | 0 | 0.0002515 | 4.1917e-06 | 0.0048289 | 0.0048173 | 0.0048173 | 207 | 244 | 0 | 0.0011374 | 0.0011368 | 0.0011368 | 244 | 879
245 | 4.0833 | 0 | 0.0034028 | 4.9809e-05 | 0 | 0.0034028 | 0.00019601 | 0 | 0.00024582 | 4.097e-06 | 0.0048311 | 0.0048195 | 0.0048195 | 207 | 245 | 0 | 0.0011374 | 0.0011368 | 0.0011368 | 245 | 879
246 | 4.1 | 0 | 0.0034028 | 4.8684e-05 | 0 | 0.0034028 | 0.00019159 | 0 | 0.00024027 | 4.0046e-06 | 0.0048333 | 0.0048216 | 0.0048216 | 207 | 246 | 0 | 0.0011374 | 0.0011368 | 0.0011368 | 246 | 879
247 | 4.1167 | 0 | 0.0034028 | 4.7585e-05 | 0 | 0.0034028 | 0.00018726 | 0 | 0.00023485 | 3.9142e-06 | 0.0048354 | 0.0048237 | 0.0048237 | 207 | 247 | 0 | 0.0011374 | 0.0011368 | 0.0011368 | 247 | 879
248 | 4.1333 | 0 | 0.0034028 | 4.6511e-05 | 0 | 0.0034028 | 0.00018304 | 0 | 0.00022955 | 3.8258e-06 | 0.0048375 | 0.0048258 | 0.0048258 | 207 | 248 | 0 | 0.0011374 | 0.0011368 | 0.0011368 | 248 | 879
249 | 4.15 | 0 | 0.0034028 | 4.5461e-05 | 0 | 0.0034028 | 0.0001789 | 0 | 0.00022437 | 3.7394e-06 | 0.0048395 | 0.0048278 | 0.0048278 | 207 | 249 | 0 | 0.0011374 | 0.0011368 | 0.0011368 | 249 | 879
250 | 4.1667 | 0 | 0.0034028 | 4.4435e-05 | 0 | 0.0034028 | 0.00017487 | 0 | 0.0002193 | 3.655e-06 | 0.0048415 | 0.0048298 | 0.0048298 | 207 | 250 | 0 | 0.0011374 | 0.0011368 | 0.0011368 | 250 | 879
251 | 4.1833 | 0 | 0.0034028 | 4.3432e-05 | 0 | 0.0034028 | 0.00017092 | 0 | 0.00021435 | 3.5725e-06 | 0.0048434 | 0.0048317 | 0.0048317 | 206 | 251 | 0 | 0.0011374 | 0.0011368 | 0.0011368 | 251 | 879
252 | 4.2 | 0 | 0.0034028 | 4.2451e-05 | 0 | 0.0034028 | 0.00016706 | 0 | 0.00020951 | 3.4919e-06 | 0.0048453 | 0.0048336 | 0.0048336 | 206 | 252 | 0 | 0.0011374 | 0.0011368 | 0.0011368 | 252 | 879
253 | 4.2167 | 0 | 0.0034028 | 4.1493e-05 | 0 | 0.0034028 | 0.00016329 | 0 | 0.00020478 | 3.413e-06 | 0.0048471 | 0.0048354 | 0.0048354 | 206 | 253 | 0 | 0.0011374 | 0.0011368 | 0.0011368 | 253 | 879
254 | 4.2333 | 0 | 0.0034028 | 4.0556e-05 | 0 | 0.0034028 | 0.0001596 | 0 | 0.00020016 | 3.336e-06 | 0.0048489 | 0.0048372 | 0.0048372 | 206 | 254 | 0 | 0.0011374 | 0.0011368 | 0.0011368 | 254 | 879
255 | 4.25 | 0 | 0.0034028 | 3.9641e-05 | 0 | 0.0034028 | 0.000156 | 0 | 0.00019564 | 3.2607e-06 | 0.0048507 | 0.0048389 | 0.0048389 | 206 | 255 | 0 | 0.0011374 | 0.0011368 | 0.0011368 | 255 | 879
256 | 4.2667 | 0 | 0.0034028 | 3.8746e-05 | 0 | 0.0034028 | 0.00015248 | 0 | 0.00019122 | 3.1871e-06 | 0.0048524 | 0.0048406 | 0.0048406 | 206 | 256 | 0 | 0.0011374 | 0.0011368 | 0.0011368 | 256 | 879
257 | 4.2833 | 0 | 0.0034028 | 3.7871e-05 | 0 | 0.0034028 | 0.00014904 | 0 | 0.00018691 | 3.1151e-06 | 0.0048541 | 0.0048423 | 0.0048423 | 206 | 257 | 0 | 0.0011374 | 0.0011368 | 0.0011368 | 257 | 879
258 | 4.3 | 0 | 0.0034028 | 3.7016e-05 | 0 | 0.0034028 | 0.00014567 | 0 | 0.00018269 | 3.0448e-06 | 0.0048557 | 0.004844 | 0.004844 | 206 | 258 | 0 | 0.0011374 | 0.0011368 | 0.0011368 | 258 | 879
259 | 4.3167 | 0 | 0.0034028 | 3.618e-05 | 0 | 0.0034028 | 0.00014238 | 0 | 0.00017856 | 2.9761e-06 | 0.0048573 | 0.0048456 | 0.0048456 | 206 | 259 | 0 | 0.0011374 | 0.0011368 | 0.0011368 | 259 | 879
260 | 4.3333 | 0 | 0.0034028 | 3.5364e-05 | 0 | 0.0034028 | 0.00013917 | 0 | 0.00017453 | 2.9089e-06 | 0.0048589 | 0.0048471 | 0.0048471 | 206 | 260 | 0 | 0.0011374 | 0.0011368 | 0.0011368 | 260 | 879
261 | 4.35 | 0 | 0.0034028 | 3.4565e-05 | 0 | 0.0034028 | 0.00013603 | 0 | 0.00017059 | 2.8432e-06 | 0.0048604 | 0.0048486 | 0.0048486 | 206 | 261 | 0 | 0.0011374 | 0.0011368 | 0.0011368 | 261 | 879
262 | 4.3667 | 0 | 0.0034028 | 3.3785e-05 | 0 | 0.0034028 | 0.00013296 | 0 | 0.00016674 | 2.779e-06 | 0.0048619 | 0.0048501 | 0.0048501 | 206 | 262 | 0 | 0.0011374 | 0.0011368 | 0.0011368 | 262 | 879
263 | 4.3833 | 0 | 0.0034028 | 3.3022e-05 | 0 | 0.0034028 | 0.00012995 | 0 | 0.00016298 | 2.7163e-06 | 0.0048634 | 0.0048516 | 0.0048516 | 206 | 263 | 0 | 0.0011374 | 0.0011368 | 0.0011368 | 263 | 879
264 | 4.4 | 0 | 0.0034028 | 3.2277e-05 | 0 | 0.0034028 | 0.00012702 | 0 | 0.0001593 | 2.655e-06 | 0.0048648 | 0.004853 | 0.004853 | 206 | 264 | 0 | 0.0011374 | 0.0011368 | 0.0011368 | 264 | 879
265 | 4.4167 | 0 | 0.0034028 | 3.1548e-05 | 0 | 0.0034028 | 0.00012415 | 0 | 0.0001557 | 2.595e-06 | 0.0048662 | 0.0048544 | 0.0048544 | 205 | 265 | 0 | 0.0011374 | 0.0011368 | 0.0011368 | 265 | 879
266 | 4.4333 | 0 | 0.0034028 | 3.0836e-05 | 0 | 0.0034028 | 0.00012135 | 0 | 0.00015219 | 2.5364e-06 | 0.0048676 | 0.0048558 | 0.0048558 | 205 | 266 | 0 | 0.0011374 | 0.0011368 | 0.0011368 | 266 | 879
267 | 4.45 | 0 | 0.0034028 | 3.014e-05 | 0 | 0.0034028 | 0.00011861 | 0 | 0.00014875 | 2.4792e-06 | 0.0048689 | 0.0048571 | 0.0048571 | 205 | 267 | 0 | 0.0011374 | 0.0011368 | 0.0011368 | 267 | 879
268 | 4.4667 | 0 | 0.0034028 | 2.946e-05 | 0 | 0.0034028 | 0.00011593 | 0 | 0.00014539 | 2.4232e-06 | 0.0048703 | 0.0048584 | 0.0048584 | 205 | 268 | 0 | 0.0011374 | 0.0011368 | 0.0011368 | 268 | 879
269 | 4.4833 | 0 | 0.0034028 | 2.8795e-05 | 0 | 0.0034028 | 0.00011332 | 0 | 0.00014211 | 2.3685e-06 | 0.0048715 | 0.0048597 | 0.0048597 | 205 | 269 | 0 | 0.0011374 | 0.0011368 | 0.0011368 | 269 | 879
270 | 4.5 | 0 | 0.0034028 | 2.8145e-05 | 0 | 0.0034028 | 0.00011076 | 0 | 0.0001389 | 2.3151e-06 | 0.0048728 | 0.0048609 | 0.0048609 | 205 | 270 | 0 | 0.0011374 | 0.0011368 | 0.0011368 | 270 | 879
271 | 4.5167 | 0 | 0.0034028 | 2.7509e-05 | 0 | 0.0034028 | 0.00010826 | 0 | 0.00013577 | 2.2628e-06 | 0.004874 | 0.0048622 | 0.0048622 | 205 | 271 | 0 | 0.0011374 | 0.0011368 | 0.0011368 | 271 | 879
272 | 4.5333 | 0 | 0.0034028 | 2.6888e-05 | 0 | 0.0034028 | 0.00010581 | 0 | 0.0001327 | 2.2117e-06 | 0.0048752 | 0.0048633 | 0.0048633 | 205 | 272 | 0 | 0.0011374 | 0.0011368 | 0.0011368 | 272 | 879
273 | 4.55 | 0 | 0.0034028 | 2.6281e-05 | 0 | 0.0034028 | 0.00010343 | 0 | 0.00012971 | 2.1618e-06 | 0.0048764 | 0.0048645 | 0.0048645 | 205 | 273 | 0 | 0.0011374 | 0.0011368 | 0.0011368 | 273 | 879
274 | 4.5667 | 0 | 0.0034028 | 2.5688e-05 | 0 | 0.0034028 | 0.00010109 | 0 | 0.00012678 | 2.113e-06 | 0.0048775 | 0.0048656 | 0.0048656 | 205 | 274 | 0 | 0.0011374 | 0.0011368 | 0.0011368 | 274 | 879
275 | 4.5833 | 0 | 0.0034028 | 2.5108e-05 | 0 | 0.0034028 | 9.8809e-05 | 0 | 0.00012392 | 2.0653e-06 | 0.0048786 | 0.0048667 | 0.0048667 | 205 | 275 | 0 | 0.0011374 | 0.0011368 | 0.0011368 | 275 | 879
276 | 4.6 | 0 | 0.0034028 | 2.4541e-05 | 0 | 0.0034028 | 9.6578e-05 | 0 | 0.00012112 | 2.0187e-06 | 0.0048797 | 0.0048678 | 0.0048678 | 205 | 276 | 0 | 0.0011374 | 0.0011368 | 0.0011368 | 276 | 879
277 | 4.6167 | 0 | 0.0034028 | 2.3987e-05 | 0 | 0.0034028 | 9.4398e-05 | 0 | 0.00011839 | 1.9731e-06 | 0.0048808 | 0.0048689 | 0.0048689 | 205 | 277 | 0 | 0.0011374 | 0.0011368 | 0.0011368 | 277 | 879
278 | 4.6333 | 0 | 0.0034028 | 2.3446e-05 | 0 | 0.0034028 | 9.2267e-05 | 0 | 0.00011571 | 1.9285e-06 | 0.0048818 | 0.0048699 | 0.0048699 | 205 | 278 | 0 | 0.0011374 | 0.0011368 | 0.0011368 | 278 | 879
279 | 4.65 | 0 | 0.0034028 | 2.2916e-05 | 0 | 0.0034028 | 9.0184e-05 | 0 | 0.0001131 | 1.885e-06 | 0.0048828 | 0.0048709 | 0.0048709 | 205 | 279 | 0 | 0.0011374 | 0.0011368 | 0.0011368 | 279 | 879
280 | 4.6667 | 0 | 0.0034028 | 2.2399e-05 | 0 | 0.0034028 | 8.8148e-05 | 0 | 0.00011055 | 1.8425e-06 | 0.0048838 | 0.0048719 | 0.0048719 | 205 | 280 | 0 | 0.0011374 | 0.0011368 | 0.0011368 | 280 | 879
281 | 4.6833 | 0 | 0.0034028 | 2.1893e-05 | 0 | 0.0034028 | 8.6158e-05 | 0 | 0.00010805 | 1.8009e-06 | 0.0048848 | 0.0048729 | 0.0048729 | 205 | 281 | 0 | 0.0011374 | 0.0011368 | 0.0011368 | 281 | 879
282 | 4.7 | 0 | 0.0034028 | 2.1399e-05 | 0 | 0.0034028 | 8.4213e-05 | 0 | 0.00010561 | 1.7602e-06 | 0.0048858 | 0.0048738 | 0.0048738 | 205 | 282 | 0 | 0.0011374 | 0.0011368 | 0.0011368 | 282 | 879
283 | 4.7167 | 0 | 0.0034028 | 2.0916e-05 | 0 | 0.0034028 | 8.2312e-05 | 0 | 0.00010323 | 1.7205e-06 | 0.0048867 | 0.0048748 | 0.0048748 | 205 | 283 | 0 | 0.0011374 | 0.0011368 | 0.0011368 | 283 | 879
284 | 4.7333 | 0 | 0.0034028 | 2.0444e-05 | 0 | 0.0034028 | 8.0454e-05 | 0 | 0.0001009 | 1.6816e-06 | 0.0048876 | 0.0048757 | 0.0048757 | 205 | 284 | 0 | 0.0011374 | 0.0011368 | 0.0011368 | 284 | 879
285 | 4.75 | 0 | 0.0034028 | 1.9982e-05 | 0 | 0.0034028 | 7.8638e-05 | 0 | 9.862e-05 | 1.6437e-06 | 0.0048885 | 0.0048766 | 0.0048766 | 205 | 285 | 0 | 0.0011374 | 0.0011368 | 0.0011368 | 285 | 879
286 | 4.7667 | 0 | 0.0034028 | 1.9531e-05 | 0 | 0.0034028 | 7.6863e-05 | 0 | 9.6394e-05 | 1.6066e-06 | 0.0048894 | 0.0048774 | 0.0048774 | 205 | 286 | 0 | 0.0011374 | 0.0011368 | 0.0011368 | 286 | 879
287 | 4.7833 | 0 | 0.0034028 | 1.909e-05 | 0 | 0.0034028 | 7.5127e-05 | 0 | 9.4218e-05 | 1.5703e-06 | 0.0048902 | 0.0048783 | 0.0048783 | 204 | 287 | 0 | 0.0011374 | 0.0011368 | 0.0011368 | 287 | 879
288 | 4.8 | 0 | 0.0034028 | 1.8659e-05 | 0 | 0.0034028 | 7.3431e-05 | 0 | 9.2091e-05 | 1.5348e-06 | 0.004891 | 0.0048791 | 0.0048791 | 204 | 288 | 0 | 0.0011374 | 0.0011368 | 0.0011368 | 288 | 879
289 | 4.8167 | 0 | 0.0034028 | 1.8238e-05 | 0 | 0.0034028 | 7.1774e-05 | 0 | 9.0012e-05 | 1.5002e-06 | 0.0048918 | 0.0048799 | 0.0048799 | 204 | 289 | 0 | 0.0011374 | 0.0011368 | 0.0011368 | 289 | 879
290 | 4.8333 | 0 | 0.0034028 | 1.7827e-05 | 0 | 0.0034028 | 7.0154e-05 | 0 | 8.798e-05 | 1.4663e-06 | 0.0048926 | 0.0048807 | 0.0048807 | 204 | 290 | 0 | 0.0011374 | 0.0011368 | 0.0011368 | 290 | 879
291 | 4.85 | 0 | 0.0034028 | 1.7424e-05 | 0 | 0.0034028 | 6.857e-05 | 0 | 8.5994e-05 | 1.4332e-06 | 0.0048934 | 0.0048815 | 0.0048815 | 204 | 291 | 0 | 0.0011374 | 0.0011368 | 0.0011368 | 291 | 879
292 | 4.8667 | 0 | 0.0034028 | 1.7031e-05 | 0 | 0.0034028 | 6.7022e-05 | 0 | 8.4053e-05 | 1.4009e-06 | 0.0048942 | 0.0048822 | 0.0048822 | 204 | 292 | 0 | 0.0011374 | 0.0011368 | 0.0011368 | 292 | 879
293 | 4.8833 | 0 | 0.0034028 | 1.6646e-05 | 0 | 0.0034028 | 6.5509e-05 | 0 | 8.2155e-05 | 1.3693e-06 | 0.0048949 | 0.0048829 | 0.0048829 | 204 | 293 | 0 | 0.0011374 | 0.0011368 | 0.0011368 | 293 | 879
294 | 4.9 | 0 | 0.0034028 | 1.627e-05 | 0 | 0.0034028 | 6.403e-05 | 0 | 8.0301e-05 | 1.3383e-06 | 0.0048956 | 0.0048837 | 0.0048837 | 204 | 294 | 0 | 0.0011374 | 0.0011368 | 0.0011368 | 294 | 879
295 | 4.9167 | 0 | 0.0034028 | 1.5903e-05 | 0 | 0.0034028 | 6.2585e-05 | 0 | 7.8488e-05 | 1.3081e-06 | 0.0048963 | 0.0048844 | 0.0048844 | 204 | 295 | 0 | 0.0011374 | 0.0011368 | 0.0011368 | 295 | 879
296 | 4.9333 | 0 | 0.0034028 | 1.5544e-05 | 0 | 0.0034028 | 6.1172e-05 | 0 | 7.6716e-05 | 1.2786e-06 | 0.004897 | 0.004885 | 0.004885 | 204 | 296 | 0 | 0.0011374 | 0.0011368 | 0.0011368 | 296 | 879
297 | 4.95 | 0 | 0.0034028 | 1.5193e-05 | 0 | 0.0034028 | 5.9791e-05 | 0 | 7.4984e-05 | 1.2497e-06 | 0.0048977 | 0.0048857 | 0.0048857 | 204 | 297 | 0 | 0.0011374 | 0.0011368 | 0.0011368 | 297 | 879
298 | 4.9667 | 0 | 0.0034028 | 1.485e-05 | 0 | 0.0034028 | 5.8441e-05 | 0 | 7.3291e-05 | 1.2215e-06 | 0.0048984 | 0.0048864 | 0.0048864 | 204 | 298 | 0 | 0.0011374 | 0.0011368 | 0.0011368 | 298 | 879
299 | 4.9833 | 0 | 0.0034028 | 1.4515e-05 | 0 | 0.0034028 | 5.7122e-05 | 0 | 7.1637e-05 | 1.1939e-06 | 0.004899 | 0.004887 | 0.004887 | 204 | 299 | 0 | 0.0011374 | 0.0011368 | 0.0011368 | 299 | 879
300 | 5 | 0 | 0.0034028 | 1.4187e-05 | 0 | 0.0034028 | 5.5832e-05 | 0 | 7.002e-05 | 1.167e-06 | 0.0048996 | 0.0048876 | 0.0048876 | 204 | 300 | 0 | 0.0011374 | 0.0011368 | 0.0011368 | 300 | 879
301 | 5.0167 | 0 | 0.0034028 | 1.3867e-05 | 0 | 0.0034028 | 5.4572e-05 | 0 | 6.8439e-05 | 1.1407e-06 | 0.0049002 | 0.0048883 | 0.0048883 | 204 | 301 | 0 | 0.0011374 | 0.0011368 | 0.0011368 | 301 | 879
302 | 5.0333 | 0 | 0.0034028 | 1.3554e-05 | 0 | 0.0034028 | 5.334e-05 | 0 | 6.6894e-05 | 1.1149e-06 | 0.0049008 | 0.0048889 | 0.0048889 | 204 | 302 | 0 | 0.0011374 | 0.0011368 | 0.0011368 | 302 | 879
303 | 5.05 | 0 | 0.0034028 | 1.3248e-05 | 0 | 0.0034028 | 5.2136e-05 | 0 | 6.5384e-05 | 1.0897e-06 | 0.0049014 | 0.0048894 | 0.0048894 | 204 | 303 | 0 | 0.0011374 | 0.0011368 | 0.0011368 | 303 | 879
304 | 5.0667 | 0 | 0.0034028 | 1.2949e-05 | 0 | 0.0034028 | 5.0959e-05 | 0 | 6.3908e-05 | 1.0651e-06 | 0.004902 | 0.00489 | 0.00489 | 204 | 304 | 0 | 0.0011374 | 0.0011368 | 0.0011368 | 304 | 879
305 | 5.0833 | 0 | 0.0034028 | 1.2657e-05 | 0 | 0.0034028 | 4.9809e-05 | 0 | 6.2465e-05 | 1.0411e-06 | 0.0049026 | 0.0048906 | 0.0048906 | 204 | 305 | 0 | 0.0011374 | 0.0011368 | 0.0011368 | 305 | 879
306 | 5.1 | 0 | 0.0034028 | 1.2371e-05 | 0 | 0.0034028 | 4.8684e-05 | 0 | 6.1055e-05 | 1.0176e-06 | 0.0049031 | 0.0048911 | 0.0048911 | 204 | 306 | 0 | 0.0011374 | 0.0011368 | 0.0011368 | 306 | 879
307 | 5.1167 | 0 | 0.0034028 | 1.2092e-05 | 0 | 0.0034028 | 4.7585e-05 | 0 | 5.9677e-05 | 9.9461e-07 | 0.0049037 | 0.0048917 | 0.0048917 | 204 | 307 | 0 | 0.0011374 | 0.0011368 | 0.0011368 | 307 | 879
308 | 5.1333 | 0 | 0.0034028 | 1.1819e-05 | 0 | 0.0034028 | 4.6511e-05 | 0 | 5.833e-05 | 9.7216e-07 | 0.0049042 | 0.0048922 | 0.0048922 | 204 | 308 | 0 | 0.0011374 | 0.0011368 | 0.0011368 | 308 | 879
309 | 5.15 | 0 | 0.0034028 | 1.1552e-05 | 0 | 0.0034028 | 4.5461e-05 | 0 | 5.7013e-05 | 9.5021e-07 | 0.0049047 | 0.0048927 | 0.0048927 | 204 | 309 | 0 | 0.0011374 | 0.0011368 | 0.0011368 | 309 | 879
310 | 5.1667 | 0 | 0.0034028 | 1.1291e-05 | 0 | 0.0034028 | 4.4435e-05 | 0 | 5.5726e-05 | 9.2876e-07 | 0.0049052 | 0.0048932 | 0.0048932 | 204 | 310 | 0 | 0.0011374 | 0.0011368 | 0.0011368 | 310 | 879
311 | 5.1833 | 0 | 0.0034028 | 1.1036e-05 | 0 | 0.0034028 | 4.3432e-05 | 0 | 5.4468e-05 | 9.078e-07 | 0.0049057 | 0.0048937 | 0.0048937 | 204 | 311 | 0 | 0.0011374 | 0.0011368 | 0.0011368 | 311 | 879
312 | 5.2 | 0 | 0.0034028 | 1.0787e-05 | 0 | 0.0034028 | 4.2451e-05 | 0 | 5.3238e-05 | 8.873e-07 | 0.0049062 | 0.0048942 | 0.0048942 | 204 | 312 | 0 | 0.0011374 | 0.0011368 | 0.0011368 | 312 | 879
313 | 5.2167 | 0 | 0.0034028 | 1.0544e-05 | 0 | 0.0034028 | 4.1493e-05 | 0 | 5.2036e-05 | 8.6727e-07 | 0.0049066 | 0.0048946 | 0.0048946 | 204 | 313 | 0 | 0.0011374 | 0.0011368 | 0.0011368 | 313 | 879
314 | 5.2333 | 0 | 0.0034028 | 1.0306e-05 | 0 | 0.0034028 | 4.0556e-05 | 0 | 5.0862e-05 | 8.4769e-07 | 0.0049071 | 0.0048951 | 0.0048951 | 204 | 314 | 0 | 0.0011374 | 0.0011368 | 0.0011368 | 314 | 879
315 | 5.25 | 0 | 0.0034028 | 1.0073e-05 | 0 | 0.0034028 | 3.9641e-05 | 0 | 4.9714e-05 | 8.2856e-07 | 0.0049075 | 0.0048955 | 0.0048955 | 204 | 315 | 0 | 0.0011374 | 0.0011368 | 0.0011368 | 315 | 879
316 | 5.2667 | 0 | 0.0034028 | 9.8456e-06 | 0 | 0.0034028 | 3.8746e-05 | 0 | 4.8591e-05 | 8.0985e-07 | 0.004908 | 0.004896 | 0.004896 | 204 | 316 | 0 | 0.0011374 | 0.0011368 | 0.0011368 | 316 | 879
317 | 5.2833 | 0 | 0.0034028 | 9.6233e-06 | 0 | 0.0034028 | 3.7871e-05 | 0 | 4.7494e-05 | 7.9157e-07 | 0.0049084 | 0.0048964 | 0.0048964 | 204 | 317 | 0 | 0.0011374 | 0.0011368 | 0.0011368 | 317 | 879
318 | 5.3 | 0 | 0.0034028 | 9.406e-06 | 0 | 0.0034028 | 3.7016e-05 | 0 | 4.6422e-05 | 7.737e-07 | 0.0049088 | 0.0048968 | 0.0048968 | 204 | 318 | 0 | 0.0011374 | 0.0011368 | 0.0011368 | 318 | 879
319 | 5.3167 | 0 | 0.0034028 | 9.1937e-06 | 0 | 0.0034028 | 3.618e-05 | 0 | 4.5374e-05 | 7.5624e-07 | 0.0049092 | 0.0048972 | 0.0048972 | 204 | 319 | 0 | 0.0011374 | 0.0011368 | 0.0011368 | 319 | 879
320 | 5.3333 | 0 | 0.0034028 | 8.9862e-06 | 0 | 0.0034028 | 3.5364e-05 | 0 | 4.435e-05 | 7.3916e-07 | 0.0049096 | 0.0048976 | 0.0048976 | 204 | 320 | 0 | 0.0011374 | 0.0011368 | 0.0011368 | 320 | 879
321 | 5.35 | 0 | 0.0034028 | 8.7833e-06 | 0 | 0.0034028 | 3.4565e-05 | 0 | 4.3349e-05 | 7.2248e-07 | 0.00491 | 0.004898 | 0.004898 | 204 | 321 | 0 | 0.0011374 | 0.0011368 | 0.0011368 | 321 | 879
322 | 5.3667 | 0 | 0.0034028 | 8.585e-06 | 0 | 0.0034028 | 3.3785e-05 | 0 | 4.237e-05 | 7.0617e-07 | 0.0049104 | 0.0048984 | 0.0048984 | 204 | 322 | 0 | 0.0011374 | 0.0011368 | 0.0011368 | 322 | 879
323 | 5.3833 | 0 | 0.0034028 | 8.3912e-06 | 0 | 0.0034028 | 3.3022e-05 | 0 | 4.1414e-05 | 6.9023e-07 | 0.0049108 | 0.0048987 | 0.0048987 | 204 | 323 | 0 | 0.0011374 | 0.0011368 | 0.0011368 | 323 | 879
324 | 5.4 | 0 | 0.0034028 | 8.2018e-06 | 0 | 0.0034028 | 3.2277e-05 | 0 | 4.0479e-05 | 6.7465e-07 | 0.0049111 | 0.0048991 | 0.0048991 | 204 | 324 | 0 | 0.0011374 | 0.0011368 | 0.0011368 | 324 | 879
325 | 5.4167 | 0 | 0.0034028 | 8.0166e-06 | 0 | 0.0034028 | 3.1548e-05 | 0 | 3.9565e-05 | 6.5942e-07 | 0.0049115 | 0.0048995 | 0.0048995 | 204 | 325 | 0 | 0.0011374 | 0.0011368 | 0.0011368 | 325 | 879
326 | 5.4333 | 0 | 0.0034028 | 7.8357e-06 | 0 | 0.0034028 | 3.0836e-05 | 0 | 3.8672e-05 | 6.4453e-07 | 0.0049118 | 0.0048998 | 0.0048998 | 204 | 326 | 0 | 0.0011374 | 0.0011368 | 0.0011368 | 326 | 879
327 | 5.45 | 0 | 0.0034028 | 7.6588e-06 | 0 | 0.0034028 | 3.014e-05 | 0 | 3.7799e-05 | 6.2998e-07 | 0.0049122 | 0.0049001 | 0.0049001 | 204 | 327 | 0 | 0.0011374 | 0.0011368 | 0.0011368 | 327 | 879
328 | 5.4667 | 0 | 0.0034028 | 7.4859e-06 | 0 | 0.0034028 | 2.946e-05 | 0 | 3.6945e-05 | 6.1576e-07 | 0.0049125 | 0.0049005 | 0.0049005 | 204 | 328 | 0 | 0.0011374 | 0.0011368 | 0.0011368 | 328 | 879
329 | 5.4833 | 0 | 0.0034028 | 7.3169e-06 | 0 | 0.0034028 | 2.8795e-05 | 0 | 3.6111e-05 | 6.0186e-07 | 0.0049128 | 0.0049008 | 0.0049008 | 204 | 329 | 0 | 0.0011374 | 0.0011368 | 0.0011368 | 329 | 879
330 | 5.5 | 0 | 0.0034028 | 7.1517e-06 | 0 | 0.0034028 | 2.8145e-05 | 0 | 3.5296e-05 | 5.8827e-07 | 0.0049132 | 0.0049011 | 0.0049011 | 204 | 330 | 0 | 0.0011374 | 0.0011368 | 0.0011368 | 330 | 879
331 | 5.5167 | 0 | 0.0034028 | 6.9903e-06 | 0 | 0.0034028 | 2.7509e-05 | 0 | 3.4499e-05 | 5.7499e-07 | 0.0049135 | 0.0049014 | 0.0049014 | 204 | 331 | 0 | 0.0011374 | 0.0011368 | 0.0011368 | 331 | 879
332 | 5.5333 | 0 | 0.0034028 | 6.8325e-06 | 0 | 0.0034028 | 2.6888e-05 | 0 | 3.3721e-05 | 5.6201e-07 | 0.0049138 | 0.0049017 | 0.0049017 | 204 | 332 | 0 | 0.0011374 | 0.0011368 | 0.0011368 | 332 | 879
333 | 5.55 | 0 | 0.0034028 | 6.6782e-06 | 0 | 0.0034028 | 2.6281e-05 | 0 | 3.2959e-05 | 5.4932e-07 | 0.0049141 | 0.004902 | 0.004902 | 203 | 333 | 0 | 0.0011374 | 0.0011368 | 0.0011368 | 333 | 879
334 | 5.5667 | 0 | 0.0034028 | 6.5275e-06 | 0 | 0.0034028 | 2.5688e-05 | 0 | 3.2215e-05 | 5.3692e-07 | 0.0049144 | 0.0049023 | 0.0049023 | 203 | 334 | 0 | 0.0011374 | 0.0011368 | 0.0011368 | 334 | 879
335 | 5.5833 | 0 | 0.0034028 | 6.3801e-06 | 0 | 0.0034028 | 2.5108e-05 | 0 | 3.1488e-05 | 5.248e-07 | 0.0049146 | 0.0049026 | 0.0049026 | 203 | 335 | 0 | 0.0011374 | 0.0011368 | 0.0011368 | 335 | 879
336 | 5.6 | 0 | 0.0034028 | 6.2361e-06 | 0 | 0.0034028 | 2.4541e-05 | 0 | 3.0777e-05 | 5.1295e-07 | 0.0049149 | 0.0049029 | 0.0049029 | 203 | 336 | 0 | 0.0011374 | 0.0011368 | 0.0011368 | 336 | 879
337 | 5.6167 | 0 | 0.0034028 | 6.0953e-06 | 0 | 0.0034028 | 2.3987e-05 | 0 | 3.0082e-05 | 5.0137e-07 | 0.0049152 | 0.0049031 | 0.0049031 | 203 | 337 | 0 | 0.0011374 | 0.0011368 | 0.0011368 | 337 | 879
338 | 5.6333 | 0 | 0.0034028 | 5.9577e-06 | 0 | 0.0034028 | 2.3446e-05 | 0 | 2.9403e-05 | 4.9006e-07 | 0.0049155 | 0.0049034 | 0.0049034 | 203 | 338 | 0 | 0.0011374 | 0.0011368 | 0.0011368 | 338 | 879
339 | 5.65 | 0 | 0.0034028 | 5.8232e-06 | 0 | 0.0034028 | 2.2916e-05 | 0 | 2.874e-05 | 4.7899e-07 | 0.0049157 | 0.0049037 | 0.0049037 | 203 | 339 | 0 | 0.0011374 | 0.0011368 | 0.0011368 | 339 | 879
340 | 5.6667 | 0 | 0.0034028 | 5.6918e-06 | 0 | 0.0034028 | 2.2399e-05 | 0 | 2.8091e-05 | 4.6818e-07 | 0.004916 | 0.0049039 | 0.0049039 | 203 | 340 | 0 | 0.0011374 | 0.0011368 | 0.0011368 | 340 | 879
341 | 5.6833 | 0 | 0.0034028 | 5.5633e-06 | 0 | 0.0034028 | 2.1893e-05 | 0 | 2.7457e-05 | 4.5761e-07 | 0.0049162 | 0.0049042 | 0.0049042 | 203 | 341 | 0 | 0.0011374 | 0.0011368 | 0.0011368 | 341 | 879
342 | 5.7 | 0 | 0.0034028 | 5.4377e-06 | 0 | 0.0034028 | 2.1399e-05 | 0 | 2.6837e-05 | 4.4728e-07 | 0.0049165 | 0.0049044 | 0.0049044 | 203 | 342 | 0 | 0.0011374 | 0.0011368 | 0.0011368 | 342 | 879
343 | 5.7167 | 0 | 0.0034028 | 5.3149e-06 | 0 | 0.0034028 | 2.0916e-05 | 0 | 2.6231e-05 | 4.3718e-07 | 0.0049167 | 0.0049046 | 0.0049046 | 203 | 343 | 0 | 0.0011374 | 0.0011368 | 0.0011368 | 343 | 879
344 | 5.7333 | 0 | 0.0034028 | 5.1949e-06 | 0 | 0.0034028 | 2.0444e-05 | 0 | 2.5639e-05 | 4.2731e-07 | 0.0049169 | 0.0049049 | 0.0049049 | 203 | 344 | 0 | 0.0011374 | 0.0011368 | 0.0011368 | 344 | 879
345 | 5.75 | 0 | 0.0034028 | 5.0777e-06 | 0 | 0.0034028 | 1.9982e-05 | 0 | 2.506e-05 | 4.1767e-07 | 0.0049171 | 0.0049051 | 0.0049051 | 203 | 345 | 0 | 0.0011374 | 0.0011368 | 0.0011368 | 345 | 879
346 | 5.7667 | 0 | 0.0034028 | 4.963e-06 | 0 | 0.0034028 | 1.9531e-05 | 0 | 2.4494e-05 | 4.0824e-07 | 0.0049174 | 0.0049053 | 0.0049053 | 203 | 346 | 0 | 0.0011374 | 0.0011368 | 0.0011368 | 346 | 879
347 | 5.7833 | 0 | 0.0034028 | 4.851e-06 | 0 | 0.0034028 | 1.909e-05 | 0 | 2.3941e-05 | 3.9902e-07 | 0.0049176 | 0.0049055 | 0.0049055 | 203 | 347 | 0 | 0.0011374 | 0.0011368 | 0.0011368 | 347 | 879
348 | 5.8 | 0 | 0.0034028 | 4.7415e-06 | 0 | 0.0034028 | 1.8659e-05 | 0 | 2.3401e-05 | 3.9002e-07 | 0.0049178 | 0.0049057 | 0.0049057 | 203 | 348 | 0 | 0.0011374 | 0.0011368 | 0.0011368 | 348 | 879
349 | 5.8167 | 0 | 0.0034028 | 4.6345e-06 | 0 | 0.0034028 | 1.8238e-05 | 0 | 2.2873e-05 | 3.8121e-07 | 0.004918 | 0.0049059 | 0.0049059 | 203 | 349 | 0 | 0.0011374 | 0.0011368 | 0.0011368 | 349 | 879
350 | 5.8333 | 0 | 0.0034028 | 4.5298e-06 | 0 | 0.0034028 | 1.7827e-05 | 0 | 2.2356e-05 | 3.7261e-07 | 0.0049182 | 0.0049061 | 0.0049061 | 203 | 350 | 0 | 0.0011374 | 0.0011368 | 0.0011368 | 350 | 879
351 | 5.85 | 0 | 0.0034028 | 4.4276e-06 | 0 | 0.0034028 | 1.7424e-05 | 0 | 2.1852e-05 | 3.6419e-07 | 0.0049184 | 0.0049063 | 0.0049063 | 203 | 351 | 0 | 0.0011374 | 0.0011368 | 0.0011368 | 351 | 879
352 | 5.8667 | 0 | 0.0034028 | 4.3276e-06 | 0 | 0.0034028 | 1.7031e-05 | 0 | 2.1358e-05 | 3.5597e-07 | 0.0049186 | 0.0049065 | 0.0049065 | 203 | 352 | 0 | 0.0011374 | 0.0011368 | 0.0011368 | 352 | 879
353 | 5.8833 | 0 | 0.0034028 | 4.2299e-06 | 0 | 0.0034028 | 1.6646e-05 | 0 | 2.0876e-05 | 3.4794e-07 | 0.0049188 | 0.0049067 | 0.0049067 | 203 | 353 | 0 | 0.0011374 | 0.0011368 | 0.0011368 | 353 | 879
354 | 5.9 | 0 | 0.0034028 | 4.1344e-06 | 0 | 0.0034028 | 1.627e-05 | 0 | 2.0405e-05 | 3.4008e-07 | 0.004919 | 0.0049069 | 0.0049069 | 203 | 354 | 0 | 0.0011374 | 0.0011368 | 0.0011368 | 354 | 879
355 | 5.9167 | 0 | 0.0034028 | 4.0411e-06 | 0 | 0.0034028 | 1.5903e-05 | 0 | 1.9944e-05 | 3.324e-07 | 0.0049191 | 0.0049071 | 0.0049071 | 203 | 355 | 0 | 0.0011374 | 0.0011368 | 0.0011368 | 355 | 879
356 | 5.9333 | 0 | 0.0034028 | 3.9499e-06 | 0 | 0.0034028 | 1.5544e-05 | 0 | 1.9494e-05 | 3.249e-07 | 0.0049193 | 0.0049072 | 0.0049072 | 203 | 356 | 0 | 0.0011374 | 0.0011368 | 0.0011368 | 356 | 879
357 | 5.95 | 0 | 0.0034028 | 3.8607e-06 | 0 | 0.0034028 | 1.5193e-05 | 0 | 1.9054e-05 | 3.1757e-07 | 0.0049195 | 0.0049074 | 0.0049074 | 203 | 357 | 0 | 0.0011374 | 0.0011368 | 0.0011368 | 357 | 879
358 | 5.9667 | 0 | 0.0034028 | 3.7736e-06 | 0 | 0.0034028 | 1.485e-05 | 0 | 1.8624e-05 | 3.104e-07 | 0.0049197 | 0.0049076 | 0.0049076 | 203 | 358 | 0 | 0.0011374 | 0.0011368 | 0.0011368 | 358 | 879
359 | 5.9833 | 0 | 0.0034028 | 3.6884e-06 | 0 | 0.0034028 | 1.4515e-05 | 0 | 1.8203e-05 | 3.0339e-07 | 0.0049198 | 0.0049077 | 0.0049077 | 203 | 359 | 0 | 0.0011374 | 0.0011368 | 0.0011368 | 359 | 879
360 | 6 | 0 | 0.0034028 | 3.6051e-06 | 0 | 0.0034028 | 1.4187e-05 | 0 | 1.7792e-05 | 2.9654e-07 | 0.00492 | 0.0049079 | 0.0049079 | 203 | 360 | 0 | 0.0011374 | 0.0011368 | 0.0011368 | 360 | 879
361 | 6.0167 | 0 | 0.0034028 | 3.5237e-06 | 0 | 0.0034028 | 1.3867e-05 | 0 | 1.7391e-05 | 2.8985e-07 | 0.0049201 | 0.0049081 | 0.0049081 | 203 | 361 | 0 | 0.0011374 | 0.0011368 | 0.0011368 | 361 | 879
362 | 6.0333 | 0 | 0.0034028 | 3.4442e-06 | 0 | 0.0034028 | 1.3554e-05 | 0 | 1.6998e-05 | 2.833e-07 | 0.0049203 | 0.0049082 | 0.0049082 | 203 | 362 | 0 | 0.0011374 | 0.0011368 | 0.0011368 | 362 | 879
363 | 6.05 | 0 | 0.0034028 | 3.3664e-06 | 0 | 0.0034028 | 1.3248e-05 | 0 | 1.6615e-05 | 2.7691e-07 | 0.0049204 | 0.0049084 | 0.0049084 | 203 | 363 | 0 | 0.0011374 | 0.0011368 | 0.0011368 | 363 | 879
364 | 6.0667 | 0 | 0.0034028 | 3.2904e-06 | 0 | 0.0034028 | 1.2949e-05 | 0 | 1.6239e-05 | 2.7066e-07 | 0.0049206 | 0.0049085 | 0.0049085 | 203 | 364 | 0 | 0.0011374 | 0.0011368 | 0.0011368 | 364 | 879
365 | 6.0833 | 0 | 0.0034028 | 3.2162e-06 | 0 | 0.0034028 | 1.2657e-05 | 0 | 1.5873e-05 | 2.6455e-07 | 0.0049207 | 0.0049086 | 0.0049086 | 203 | 365 | 0 | 0.0011374 | 0.0011368 | 0.0011368 | 365 | 879
366 | 6.1 | 0 | 0.0034028 | 3.1436e-06 | 0 | 0.0034028 | 1.2371e-05 | 0 | 1.5515e-05 | 2.5858e-07 | 0.0049209 | 0.0049088 | 0.0049088 | 203 | 366 | 0 | 0.0011374 | 0.0011368 | 0.0011368 | 366 | 879
367 | 6.1167 | 0 | 0.0034028 | 3.0726e-06 | 0 | 0.0034028 | 1.2092e-05 | 0 | 1.5164e-05 | 2.5274e-07 | 0.004921 | 0.0049089 | 0.0049089 | 203 | 367 | 0 | 0.0011374 | 0.0011368 | 0.0011368 | 367 | 879
368 | 6.1333 | 0 | 0.0034028 | 3.0032e-06 | 0 | 0.0034028 | 1.1819e-05 | 0 | 1.4822e-05 | 2.4703e-07 | 0.0049211 | 0.004909 | 0.004909 | 203 | 368 | 0 | 0.0011374 | 0.0011368 | 0.0011368 | 368 | 879
369 | 6.15 | 0 | 0.0034028 | 2.9354e-06 | 0 | 0.0034028 | 1.1552e-05 | 0 | 1.4487e-05 | 2.4146e-07 | 0.0049213 | 0.0049092 | 0.0049092 | 203 | 369 | 0 | 0.0011374 | 0.0011368 | 0.0011368 | 369 | 879
370 | 6.1667 | 0 | 0.0034028 | 2.8692e-06 | 0 | 0.0034028 | 1.1291e-05 | 0 | 1.416e-05 | 2.3601e-07 | 0.0049214 | 0.0049093 | 0.0049093 | 203 | 370 | 0 | 0.0011374 | 0.0011368 | 0.0011368 | 370 | 879
371 | 6.1833 | 0 | 0.0034028 | 2.8044e-06 | 0 | 0.0034028 | 1.1036e-05 | 0 | 1.3841e-05 | 2.3068e-07 | 0.0049215 | 0.0049094 | 0.0049094 | 203 | 371 | 0 | 0.0011374 | 0.0011368 | 0.0011368 | 371 | 879
372 | 6.2 | 0 | 0.0034028 | 2.7411e-06 | 0 | 0.0034028 | 1.0787e-05 | 0 | 1.3528e-05 | 2.2547e-07 | 0.0049216 | 0.0049096 | 0.0049096 | 203 | 372 | 0 | 0.0011374 | 0.0011368 | 0.0011368 | 372 | 879
373 | 6.2167 | 0 | 0.0034028 | 2.6792e-06 | 0 | 0.0034028 | 1.0544e-05 | 0 | 1.3223e-05 | 2.2038e-07 | 0.0049218 | 0.0049097 | 0.0049097 | 203 | 373 | 0 | 0.0011374 | 0.0011368 | 0.0011368 | 373 | 879
374 | 6.2333 | 0 | 0.0034028 | 2.6187e-06 | 0 | 0.0034028 | 1.0306e-05 | 0 | 1.2924e-05 | 2.1541e-07 | 0.0049219 | 0.0049098 | 0.0049098 | 203 | 374 | 0 | 0.0011374 | 0.0011368 | 0.0011368 | 374 | 879
375 | 6.25 | 0 | 0.0034028 | 2.5596e-06 | 0 | 0.0034028 | 1.0073e-05 | 0 | 1.2633e-05 | 2.1054e-07 | 0.004922 | 0.0049099 | 0.0049099 | 203 | 375 | 0 | 0.0011374 | 0.0011368 | 0.0011368 | 375 | 879
376 | 6.2667 | 0 | 0.0034028 | 2.5018e-06 | 0 | 0.0034028 | 9.8456e-06 | 0 | 1.2347e-05 | 2.0579e-07 | 0.0049221 | 0.00491 | 0.00491 | 203 | 376 | 0 | 0.0011374 | 0.0011368 | 0.0011368 | 376 | 879
377 | 6.2833 | 0 | 0.0034028 | 2.4453e-06 | 0 | 0.0034028 | 9.6233e-06 | 0 | 1.2069e-05 | 2.0114e-07 | 0.0049222 | 0.0049101 | 0.0049101 | 203 | 377 | 0 | 0.0011374 | 0.0011368 | 0.0011368 | 377 | 879
378 | 6.3 | 0 | 0.0034028 | 2.3901e-06 | 0 | 0.0034028 | 9.406e-06 | 0 | 1.1796e-05 | 1.966e-07 | 0.0049223 | 0.0049102 | 0.0049102 | 203 | 378 | 0 | 0.0011374 | 0.0011368 | 0.0011368 | 378 | 879
379 | 6.3167 | 0 | 0.0034028 | 2.3362e-06 | 0 | 0.0034028 | 9.1937e-06 | 0 | 1.153e-05 | 1.9216e-07 | 0.0049224 | 0.0049103 | 0.0049103 | 203 | 379 | 0 | 0.0011374 | 0.0011368 | 0.0011368 | 379 | 879
380 | 6.3333 | 0 | 0.0034028 | 2.2834e-06 | 0 | 0.0034028 | 8.9862e-06 | 0 | 1.127e-05 | 1.8783e-07 | 0.0049225 | 0.0049104 | 0.0049104 | 203 | 380 | 0 | 0.0011374 | 0.0011368 | 0.0011368 | 380 | 879
381 | 6.35 | 0 | 0.0034028 | 2.2319e-06 | 0 | 0.0034028 | 8.7833e-06 | 0 | 1.1015e-05 | 1.8359e-07 | 0.0049226 | 0.0049105 | 0.0049105 | 203 | 381 | 0 | 0.0011374 | 0.0011368 | 0.0011368 | 381 | 879
382 | 6.3667 | 0 | 0.0034028 | 2.1815e-06 | 0 | 0.0034028 | 8.585e-06 | 0 | 1.0767e-05 | 1.7944e-07 | 0.0049227 | 0.0049106 | 0.0049106 | 203 | 382 | 0 | 0.0011374 | 0.0011368 | 0.0011368 | 382 | 879
383 | 6.3833 | 0 | 0.0034028 | 2.1323e-06 | 0 | 0.0034028 | 8.3912e-06 | 0 | 1.0523e-05 | 1.7539e-07 | 0.0049228 | 0.0049107 | 0.0049107 | 203 | 383 | 0 | 0.0011374 | 0.0011368 | 0.0011368 | 383 | 879
384 | 6.4 | 0 | 0.0034028 | 2.0841e-06 | 0 | 0.0034028 | 8.2018e-06 | 0 | 1.0286e-05 | 1.7143e-07 | 0.0049229 | 0.0049108 | 0.0049108 | 203 | 384 | 0 | 0.0011374 | 0.0011368 | 0.0011368 | 384 | 879
385 | 6.4167 | 0 | 0.0034028 | 2.0371e-06 | 0 | 0.0034028 | 8.0166e-06 | 0 | 1.0054e-05 | 1.6756e-07 | 0.004923 | 0.0049109 | 0.0049109 | 203 | 385 | 0 | 0.0011374 | 0.0011368 | 0.0011368 | 385 | 879
386 | 6.4333 | 0 | 0.0034028 | 1.9911e-06 | 0 | 0.0034028 | 7.8357e-06 | 0 | 9.8268e-06 | 1.6378e-07 | 0.0049231 | 0.004911 | 0.004911 | 203 | 386 | 0 | 0.0011374 | 0.0011368 | 0.0011368 | 386 | 879
387 | 6.45 | 0 | 0.0034028 | 1.9461e-06 | 0 | 0.0034028 | 7.6588e-06 | 0 | 9.6049e-06 | 1.6008e-07 | 0.0049232 | 0.0049111 | 0.0049111 | 203 | 387 | 0 | 0.0011374 | 0.0011368 | 0.0011368 | 387 | 879
388 | 6.4667 | 0 | 0.0034028 | 1.9022e-06 | 0 | 0.0034028 | 7.4859e-06 | 0 | 9.3881e-06 | 1.5647e-07 | 0.0049233 | 0.0049112 | 0.0049112 | 203 | 388 | 0 | 0.0011374 | 0.0011368 | 0.0011368 | 388 | 879
389 | 6.4833 | 0 | 0.0034028 | 1.8593e-06 | 0 | 0.0034028 | 7.3169e-06 | 0 | 9.1762e-06 | 1.5294e-07 | 0.0049233 | 0.0049112 | 0.0049112 | 203 | 389 | 0 | 0.0011374 | 0.0011368 | 0.0011368 | 389 | 879
390 | 6.5 | 0 | 0.0034028 | 1.8173e-06 | 0 | 0.0034028 | 7.1517e-06 | 0 | 8.969e-06 | 1.4948e-07 | 0.0049234 | 0.0049113 | 0.0049113 | 203 | 390 | 0 | 0.0011374 | 0.0011368 | 0.0011368 | 390 | 879
391 | 6.5167 | 0 | 0.0034028 | 1.7763e-06 | 0 | 0.0034028 | 6.9903e-06 | 0 | 8.7665e-06 | 1.4611e-07 | 0.0049235 | 0.0049114 | 0.0049114 | 203 | 391 | 0 | 0.0011374 | 0.0011368 | 0.0011368 | 391 | 879
392 | 6.5333 | 0 | 0.0034028 | 1.7362e-06 | 0 | 0.0034028 | 6.8325e-06 | 0 | 8.5686e-06 | 1.4281e-07 | 0.0049236 | 0.0049115 | 0.0049115 | 203 | 392 | 0 | 0.0011374 | 0.0011368 | 0.0011368 | 392 | 879
393 | 6.55 | 0 | 0.0034028 | 1.697e-06 | 0 | 0.0034028 | 6.6782e-06 | 0 | 8.3752e-06 | 1.3959e-07 | 0.0049237 | 0.0049115 | 0.0049115 | 203 | 393 | 0 | 0.0011374 | 0.0011368 | 0.0011368 | 393 | 879
394 | 6.5667 | 0 | 0.0034028 | 1.6587e-06 | 0 | 0.0034028 | 6.5275e-06 | 0 | 8.1861e-06 | 1.3644e-07 | 0.0049237 | 0.0049116 | 0.0049116 | 203 | 394 | 0 | 0.0011374 | 0.0011368 | 0.0011368 | 394 | 879
395 | 6.5833 | 0 | 0.0034028 | 1.6212e-06 | 0 | 0.0034028 | 6.3801e-06 | 0 | 8.0013e-06 | 1.3336e-07 | 0.0049238 | 0.0049117 | 0.0049117 | 203 | 395 | 0 | 0.0011374 | 0.0011368 | 0.0011368 | 395 | 879
396 | 6.6 | 0 | 0.0034028 | 1.5846e-06 | 0 | 0.0034028 | 6.2361e-06 | 0 | 7.8207e-06 | 1.3035e-07 | 0.0049239 | 0.0049118 | 0.0049118 | 203 | 396 | 0 | 0.0011374 | 0.0011368 | 0.0011368 | 396 | 879
397 | 6.6167 | 0 | 0.0034028 | 1.5489e-06 | 0 | 0.0034028 | 6.0953e-06 | 0 | 7.6442e-06 | 1.274e-07 | 0.0049239 | 0.0049118 | 0.0049118 | 203 | 397 | 0 | 0.0011374 | 0.0011368 | 0.0011368 | 397 | 879
398 | 6.6333 | 0 | 0.0034028 | 1.5139e-06 | 0 | 0.0034028 | 5.9577e-06 | 0 | 7.4716e-06 | 1.2453e-07 | 0.004924 | 0.0049119 | 0.0049119 | 203 | 398 | 0 | 0.0011374 | 0.0011368 | 0.0011368 | 398 | 879
399 | 6.65 | 0 | 0.0034028 | 1.4797e-06 | 0 | 0.0034028 | 5.8232e-06 | 0 | 7.3029e-06 | 1.2172e-07 | 0.0049241 | 0.004912 | 0.004912 | 203 | 399 | 0 | 0.0011374 | 0.0011368 | 0.0011368 | 399 | 879
400 | 6.6667 | 0 | 0.0034028 | 1.4463e-06 | 0 | 0.0034028 | 5.6918e-06 | 0 | 7.1381e-06 | 1.1897e-07 | 0.0049241 | 0.004912 | 0.004912 | 203 | 400 | 0 | 0.0011374 | 0.0011368 | 0.0011368 | 400 | 879
401 | 6.6833 | 0 | 0.0034028 | 1.4137e-06 | 0 | 0.0034028 | 5.5633e-06 | 0 | 6.9769e-06 | 1.1628e-07 | 0.0049242 | 0.0049121 | 0.0049121 | 203 | 401 | 0 | 0.0011374 | 0.0011368 | 0.0011368 | 401 | 879
402 | 6.7 | 0 | 0.0034028 | 1.3818e-06 | 0 | 0.0034028 | 5.4377e-06 | 0 | 6.8194e-06 | 1.1366e-07 | 0.0049243 | 0.0049122 | 0.0049122 | 203 | 402 | 0 | 0.0011374 | 0.0011368 | 0.0011368 | 402 | 879
403 | 6.7167 | 0 | 0.0034028 | 1.3506e-06 | 0 | 0.0034028 | 5.3149e-06 | 0 | 6.6655e-06 | 1.1109e-07 | 0.0049243 | 0.0049122 | 0.0049122 | 203 | 403 | 0 | 0.0011374 | 0.0011368 | 0.0011368 | 403 | 879
404 | 6.7333 | 0 | 0.0034028 | 1.3201e-06 | 0 | 0.0034028 | 5.1949e-06 | 0 | 6.515e-06 | 1.0858e-07 | 0.0049244 | 0.0049123 | 0.0049123 | 203 | 404 | 0 | 0.0011374 | 0.0011368 | 0.0011368 | 404 | 879
405 | 6.75 | 0 | 0.0034028 | 1.2903e-06 | 0 | 0.0034028 | 5.0777e-06 | 0 | 6.3679e-06 | 1.0613e-07 | 0.0049244 | 0.0049123 | 0.0049123 | 203 | 405 | 0 | 0.0011374 | 0.0011368 | 0.0011368 | 405 | 879
406 | 6.7667 | 0 | 0.0034028 | 1.2611e-06 | 0 | 0.0034028 | 4.963e-06 | 0 | 6.2242e-06 | 1.0374e-07 | 0.0049245 | 0.0049124 | 0.0049124 | 203 | 406 | 0 | 0.0011374 | 0.0011368 | 0.0011368 | 406 | 879
407 | 6.7833 | 0 | 0.0034028 | 1.2327e-06 | 0 | 0.0034028 | 4.851e-06 | 0 | 6.0837e-06 | 1.0139e-07 | 0.0049245 | 0.0049124 | 0.0049124 | 203 | 407 | 0 | 0.0011374 | 0.0011368 | 0.0011368 | 407 | 879
408 | 6.8 | 0 | 0.0034028 | 1.2048e-06 | 0 | 0.0034028 | 4.7415e-06 | 0 | 5.9463e-06 | 9.9106e-08 | 0.0049246 | 0.0049125 | 0.0049125 | 203 | 408 | 0 | 0.0011374 | 0.0011368 | 0.0011368 | 408 | 879
409 | 6.8167 | 0 | 0.0034028 | 1.1776e-06 | 0 | 0.0034028 | 4.6345e-06 | 0 | 5.8121e-06 | 9.6868e-08 | 0.0049246 | 0.0049125 | 0.0049125 | 203 | 409 | 0 | 0.0011374 | 0.0011368 | 0.0011368 | 409 | 879
410 | 6.8333 | 0 | 0.0034028 | 1.1511e-06 | 0 | 0.0034028 | 4.5298e-06 | 0 | 5.6809e-06 | 9.4682e-08 | 0.0049247 | 0.0049126 | 0.0049126 | 203 | 410 | 0 | 0.0011374 | 0.0011368 | 0.0011368 | 410 | 879
411 | 6.85 | 0 | 0.0034028 | 1.1251e-06 | 0 | 0.0034028 | 4.4276e-06 | 0 | 5.5527e-06 | 9.2544e-08 | 0.0049248 | 0.0049126 | 0.0049126 | 203 | 411 | 0 | 0.0011374 | 0.0011368 | 0.0011368 | 411 | 879
412 | 6.8667 | 0 | 0.0034028 | 1.0997e-06 | 0 | 0.0034028 | 4.3276e-06 | 0 | 5.4273e-06 | 9.0455e-08 | 0.0049248 | 0.0049127 | 0.0049127 | 203 | 412 | 0 | 0.0011374 | 0.0011368 | 0.0011368 | 412 | 879
413 | 6.8833 | 0 | 0.0034028 | 1.0749e-06 | 0 | 0.0034028 | 4.2299e-06 | 0 | 5.3048e-06 | 8.8413e-08 | 0.0049248 | 0.0049127 | 0.0049127 | 203 | 413 | 0 | 0.0011374 | 0.0011368 | 0.0011368 | 413 | 879
414 | 6.9 | 0 | 0.0034028 | 1.0506e-06 | 0 | 0.0034028 | 4.1344e-06 | 0 | 5.185e-06 | 8.6417e-08 | 0.0049249 | 0.0049128 | 0.0049128 | 203 | 414 | 0 | 0.0011374 | 0.0011368 | 0.0011368 | 414 | 879
415 | 6.9167 | 0 | 0.0034028 | 1.0269e-06 | 0 | 0.0034028 | 4.0411e-06 | 0 | 5.068e-06 | 8.4466e-08 | 0.0049249 | 0.0049128 | 0.0049128 | 203 | 415 | 0 | 0.0011374 | 0.0011368 | 0.0011368 | 415 | 879
416 | 6.9333 | 0 | 0.0034028 | 1.0037e-06 | 0 | 0.0034028 | 3.9499e-06 | 0 | 4.9536e-06 | 8.256e-08 | 0.004925 | 0.0049129 | 0.0049129 | 203 | 416 | 0 | 0.0011374 | 0.0011368 | 0.0011368 | 416 | 879
417 | 6.95 | 0 | 0.0034028 | 9.8104e-07 | 0 | 0.0034028 | 3.8607e-06 | 0 | 4.8418e-06 | 8.0696e-08 | 0.004925 | 0.0049129 | 0.0049129 | 203 | 417 | 0 | 0.0011374 | 0.0011368 | 0.0011368 | 417 | 879
418 | 6.9667 | 0 | 0.0034028 | 9.5889e-07 | 0 | 0.0034028 | 3.7736e-06 | 0 | 4.7325e-06 | 7.8874e-08 | 0.0049251 | 0.004913 | 0.004913 | 203 | 418 | 0 | 0.0011374 | 0.0011368 | 0.0011368 | 418 | 879
419 | 6.9833 | 0 | 0.0034028 | 9.3724e-07 | 0 | 0.0034028 | 3.6884e-06 | 0 | 4.6256e-06 | 7.7094e-08 | 0.0049251 | 0.004913 | 0.004913 | 203 | 419 | 0 | 0.0011374 | 0.0011368 | 0.0011368 | 419 | 879
420 | 7 | 0 | 0.0034028 | 9.1608e-07 | 0 | 0.0034028 | 3.6051e-06 | 0 | 4.5212e-06 | 7.5353e-08 | 0.0049252 | 0.004913 | 0.004913 | 203 | 420 | 0 | 0.0011374 | 0.0011368 | 0.0011368 | 420 | 879
421 | 7.0167 | 0 | 0.0034028 | 8.954e-07 | 0 | 0.0034028 | 3.5237e-06 | 0 | 4.4191e-06 | 7.3652e-08 | 0.0049252 | 0.0049131 | 0.0049131 | 203 | 421 | 0 | 0.0011374 | 0.0011368 | 0.0011368 | 421 | 879
422 | 7.0333 | 0 | 0.0034028 | 8.7519e-07 | 0 | 0.0034028 | 3.4442e-06 | 0 | 4.3194e-06 | 7.199e-08 | 0.0049252 | 0.0049131 | 0.0049131 | 203 | 422 | 0 | 0.0011374 | 0.0011368 | 0.0011368 | 422 | 879
423 | 7.05 | 0 | 0.0034028 | 8.5543e-07 | 0 | 0.0034028 | 3.3664e-06 | 0 | 4.2219e-06 | 7.0364e-08 | 0.0049253 | 0.0049132 | 0.0049132 | 203 | 423 | 0 | 0.0011374 | 0.0011368 | 0.0011368 | 423 | 879
424 | 7.0667 | 0 | 0.0034028 | 8.3612e-07 | 0 | 0.0034028 | 3.2904e-06 | 0 | 4.1266e-06 | 6.8776e-08 | 0.0049253 | 0.0049132 | 0.0049132 | 203 | 424 | 0 | 0.0011374 | 0.0011368 | 0.0011368 | 424 | 879
425 | 7.0833 | 0 | 0.0034028 | 8.1725e-07 | 0 | 0.0034028 | 3.2162e-06 | 0 | 4.0334e-06 | 6.7223e-08 | 0.0049253 | 0.0049132 | 0.0049132 | 203 | 425 | 0 | 0.0011374 | 0.0011368 | 0.0011368 | 425 | 879
426 | 7.1 | 0 | 0.0034028 | 7.988e-07 | 0 | 0.0034028 | 3.1436e-06 | 0 | 3.9423e-06 | 6.5706e-08 | 0.0049254 | 0.0049133 | 0.0049133 | 203 | 426 | 0 | 0.0011374 | 0.0011368 | 0.0011368 | 426 | 879
427 | 7.1167 | 0 | 0.0034028 | 7.8077e-07 | 0 | 0.0034028 | 3.0726e-06 | 0 | 3.8534e-06 | 6.4223e-08 | 0.0049254 | 0.0049133 | 0.0049133 | 203 | 427 | 0 | 0.0011374 | 0.0011368 | 0.0011368 | 427 | 879
428 | 7.1333 | 0 | 0.0034028 | 7.6314e-07 | 0 | 0.0034028 | 3.0032e-06 | 0 | 3.7664e-06 | 6.2773e-08 | 0.0049254 | 0.0049133 | 0.0049133 | 203 | 428 | 0 | 0.0011374 | 0.0011368 | 0.0011368 | 428 | 879
429 | 7.15 | 0 | 0.0034028 | 7.4591e-07 | 0 | 0.0034028 | 2.9354e-06 | 0 | 3.6813e-06 | 6.1356e-08 | 0.0049255 | 0.0049134 | 0.0049134 | 203 | 429 | 0 | 0.0011374 | 0.0011368 | 0.0011368 | 429 | 879
430 | 7.1667 | 0 | 0.0034028 | 7.2907e-07 | 0 | 0.0034028 | 2.8692e-06 | 0 | 3.5982e-06 | 5.9971e-08 | 0.0049255 | 0.0049134 | 0.0049134 | 203 | 430 | 0 | 0.0011374 | 0.0011368 | 0.0011368 | 430 | 879
431 | 7.1833 | 0 | 0.0034028 | 7.1262e-07 | 0 | 0.0034028 | 2.8044e-06 | 0 | 3.517e-06 | 5.8617e-08 | 0.0049255 | 0.0049134 | 0.0049134 | 203 | 431 | 0 | 0.0011374 | 0.0011368 | 0.0011368 | 431 | 879
432 | 7.2 | 0 | 0.0034028 | 6.9653e-07 | 0 | 0.0034028 | 2.7411e-06 | 0 | 3.4376e-06 | 5.7294e-08 | 0.0049256 | 0.0049135 | 0.0049135 | 203 | 432 | 0 | 0.0011374 | 0.0011368 | 0.0011368 | 432 | 879
433 | 7.2167 | 0 | 0.0034028 | 6.808e-07 | 0 | 0.0034028 | 2.6792e-06 | 0 | 3.36e-06 | 5.6e-08 | 0.0049256 | 0.0049135 | 0.0049135 | 203 | 433 | 0 | 0.0011374 | 0.0011368 | 0.0011368 | 433 | 879
434 | 7.2333 | 0 | 0.0034028 | 6.6544e-07 | 0 | 0.0034028 | 2.6187e-06 | 0 | 3.2842e-06 | 5.4736e-08 | 0.0049256 | 0.0049135 | 0.0049135 | 203 | 434 | 0 | 0.0011374 | 0.0011368 | 0.0011368 | 434 | 879
435 | 7.25 | 0 | 0.0034028 | 6.5041e-07 | 0 | 0.0034028 | 2.5596e-06 | 0 | 3.21e-06 | 5.35e-08 | 0.0049257 | 0.0049136 | 0.0049136 | 203 | 435 | 0 | 0.0011374 | 0.0011368 | 0.0011368 | 435 | 879
436 | 7.2667 | 0 | 0.0034028 | 6.3573e-07 | 0 | 0.0034028 | 2.5018e-06 | 0 | 3.1376e-06 | 5.2293e-08 | 0.0049257 | 0.0049136 | 0.0049136 | 203 | 436 | 0 | 0.0011374 | 0.0011368 | 0.0011368 | 436 | 879
437 | 7.2833 | 0 | 0.0034028 | 6.2138e-07 | 0 | 0.0034028 | 2.4453e-06 | 0 | 3.0667e-06 | 5.1112e-08 | 0.0049257 | 0.0049136 | 0.0049136 | 203 | 437 | 0 | 0.0011374 | 0.0011368 | 0.0011368 | 437 | 879
438 | 7.3 | 0 | 0.0034028 | 6.0735e-07 | 0 | 0.0034028 | 2.3901e-06 | 0 | 2.9975e-06 | 4.9958e-08 | 0.0049257 | 0.0049136 | 0.0049136 | 203 | 438 | 0 | 0.0011374 | 0.0011368 | 0.0011368 | 438 | 879
439 | 7.3167 | 0 | 0.0034028 | 5.9364e-07 | 0 | 0.0034028 | 2.3362e-06 | 0 | 2.9298e-06 | 4.883e-08 | 0.0049258 | 0.0049137 | 0.0049137 | 203 | 439 | 0 | 0.0011374 | 0.0011368 | 0.0011368 | 439 | 879
440 | 7.3333 | 0 | 0.0034028 | 5.8024e-07 | 0 | 0.0034028 | 2.2834e-06 | 0 | 2.8637e-06 | 4.7728e-08 | 0.0049258 | 0.0049137 | 0.0049137 | 203 | 440 | 0 | 0.0011374 | 0.0011368 | 0.0011368 | 440 | 879
441 | 7.35 | 0 | 0.0034028 | 5.6714e-07 | 0 | 0.0034028 | 2.2319e-06 | 0 | 2.799e-06 | 4.6651e-08 | 0.0049258 | 0.0049137 | 0.0049137 | 203 | 441 | 0 | 0.0011374 | 0.0011368 | 0.0011368 | 441 | 879
442 | 7.3667 | 0 | 0.0034028 | 5.5434e-07 | 0 | 0.0034028 | 2.1815e-06 | 0 | 2.7359e-06 | 4.5598e-08 | 0.0049258 | 0.0049137 | 0.0049137 | 203 | 442 | 0 | 0.0011374 | 0.0011368 | 0.0011368 | 442 | 879
443 | 7.3833 | 0 | 0.0034028 | 5.4182e-07 | 0 | 0.0034028 | 2.1323e-06 | 0 | 2.6741e-06 | 4.4568e-08 | 0.0049259 | 0.0049138 | 0.0049138 | 203 | 443 | 0 | 0.0011374 | 0.0011368 | 0.0011368 | 443 | 879
444 | 7.4 | 0 | 0.0034028 | 5.2959e-07 | 0 | 0.0034028 | 2.0841e-06 | 0 | 2.6137e-06 | 4.3562e-08 | 0.0049259 | 0.0049138 | 0.0049138 | 203 | 444 | 0 | 0.0011374 | 0.0011368 | 0.0011368 | 444 | 879
445 | 7.4167 | 0 | 0.0034028 | 5.1764e-07 | 0 | 0.0034028 | 2.0371e-06 | 0 | 2.5547e-06 | 4.2579e-08 | 0.0049259 | 0.0049138 | 0.0049138 | 203 | 445 | 0 | 0.0011374 | 0.0011368 | 0.0011368 | 445 | 879
446 | 7.4333 | 0 | 0.0034028 | 5.0595e-07 | 0 | 0.0034028 | 1.9911e-06 | 0 | 2.497e-06 | 4.1617e-08 | 0.0049259 | 0.0049138 | 0.0049138 | 203 | 446 | 0 | 0.0011374 | 0.0011368 | 0.0011368 | 446 | 879
447 | 7.45 | 0 | 0.0034028 | 4.9453e-07 | 0 | 0.0034028 | 1.9461e-06 | 0 | 2.4407e-06 | 4.0678e-08 | 0.004926 | 0.0049139 | 0.0049139 | 203 | 447 | 0 | 0.0011374 | 0.0011368 | 0.0011368 | 447 | 879
448 | 7.4667 | 0 | 0.0034028 | 4.8337e-07 | 0 | 0.0034028 | 1.9022e-06 | 0 | 2.3856e-06 | 3.976e-08 | 0.004926 | 0.0049139 | 0.0049139 | 203 | 448 | 0 | 0.0011374 | 0.0011368 | 0.0011368 | 448 | 879
449 | 7.4833 | 0 | 0.0034028 | 4.7245e-07 | 0 | 0.0034028 | 1.8593e-06 | 0 | 2.3317e-06 | 3.8862e-08 | 0.004926 | 0.0049139 | 0.0049139 | 203 | 449 | 0 | 0.0011374 | 0.0011368 | 0.0011368 | 449 | 879
450 | 7.5 | 0 | 0.0034028 | 4.6179e-07 | 0 | 0.0034028 | 1.8173e-06 | 0 | 2.2791e-06 | 3.7985e-08 | 0.004926 | 0.0049139 | 0.0049139 | 203 | 450 | 0 | 0.0011374 | 0.0011368 | 0.0011368 | 450 | 879
451 | 7.5167 | 0 | 0.0034028 | 4.5136e-07 | 0 | 0.0034028 | 1.7763e-06 | 0 | 2.2276e-06 | 3.7127e-08 | 0.004926 | 0.0049139 | 0.0049139 | 203 | 451 | 0 | 0.0011374 | 0.0011368 | 0.0011368 | 451 | 879
452 | 7.5333 | 0 | 0.0034028 | 4.4117e-07 | 0 | 0.0034028 | 1.7362e-06 | 0 | 2.1774e-06 | 3.6289e-08 | 0.0049261 | 0.004914 | 0.004914 | 203 | 452 | 0 | 0.0011374 | 0.0011368 | 0.0011368 | 452 | 879
453 | 7.55 | 0 | 0.0034028 | 4.3122e-07 | 0 | 0.0034028 | 1.697e-06 | 0 | 2.1282e-06 | 3.547e-08 | 0.0049261 | 0.004914 | 0.004914 | 203 | 453 | 0 | 0.0011374 | 0.0011368 | 0.0011368 | 453 | 879
454 | 7.5667 | 0 | 0.0034028 | 4.2148e-07 | 0 | 0.0034028 | 1.6587e-06 | 0 | 2.0802e-06 | 3.4669e-08 | 0.0049261 | 0.004914 | 0.004914 | 203 | 454 | 0 | 0.0011374 | 0.0011368 | 0.0011368 | 454 | 879
455 | 7.5833 | 0 | 0.0034028 | 4.1197e-07 | 0 | 0.0034028 | 1.6212e-06 | 0 | 2.0332e-06 | 3.3887e-08 | 0.0049261 | 0.004914 | 0.004914 | 203 | 455 | 0 | 0.0011374 | 0.0011368 | 0.0011368 | 455 | 879
456 | 7.6 | 0 | 0.0034028 | 4.0267e-07 | 0 | 0.0034028 | 1.5846e-06 | 0 | 1.9873e-06 | 3.3122e-08 | 0.0049261 | 0.004914 | 0.004914 | 203 | 456 | 0 | 0.0011374 | 0.0011368 | 0.0011368 | 456 | 879
457 | 7.6167 | 0 | 0.0034028 | 3.9358e-07 | 0 | 0.0034028 | 1.5489e-06 | 0 | 1.9424e-06 | 3.2374e-08 | 0.0049262 | 0.004914 | 0.004914 | 203 | 457 | 0 | 0.0011374 | 0.0011368 | 0.0011368 | 457 | 879
458 | 7.6333 | 0 | 0.0034028 | 3.8469e-07 | 0 | 0.0034028 | 1.5139e-06 | 0 | 1.8986e-06 | 3.1643e-08 | 0.0049262 | 0.0049141 | 0.0049141 | 203 | 458 | 0 | 0.0011374 | 0.0011368 | 0.0011368 | 458 | 879
459 | 7.65 | 0 | 0.0034028 | 3.7601e-07 | 0 | 0.0034028 | 1.4797e-06 | 0 | 1.8557e-06 | 3.0929e-08 | 0.0049262 | 0.0049141 | 0.0049141 | 203 | 459 | 0 | 0.0011374 | 0.0011368 | 0.0011368 | 459 | 879
460 | 7.6667 | 0 | 0.0034028 | 3.6752e-07 | 0 | 0.0034028 | 1.4463e-06 | 0 | 1.8138e-06 | 3.0231e-08 | 0.0049262 | 0.0049141 | 0.0049141 | 203 | 460 | 0 | 0.0011374 | 0.0011368 | 0.0011368 | 460 | 879
461 | 7.6833 | 0 | 0.0034028 | 3.5922e-07 | 0 | 0.0034028 | 1.4137e-06 | 0 | 1.7729e-06 | 2.9548e-08 | 0.0049262 | 0.0049141 | 0.0049141 | 203 | 461 | 0 | 0.0011374 | 0.0011368 | 0.0011368 | 461 | 879
462 | 7.7 | 0 | 0.0034028 | 3.5111e-07 | 0 | 0.0034028 | 1.3818e-06 | 0 | 1.7329e-06 | 2.8881e-08 | 0.0049262 | 0.0049141 | 0.0049141 | 203 | 462 | 0 | 0.0011374 | 0.0011368 | 0.0011368 | 462 | 879
463 | 7.7167 | 0 | 0.0034028 | 3.4319e-07 | 0 | 0.0034028 | 1.3506e-06 | 0 | 1.6937e-06 | 2.8229e-08 | 0.0049263 | 0.0049141 | 0.0049141 | 203 | 463 | 0 | 0.0011374 | 0.0011368 | 0.0011368 | 463 | 879
464 | 7.7333 | 0 | 0.0034028 | 3.3544e-07 | 0 | 0.0034028 | 1.3201e-06 | 0 | 1.6555e-06 | 2.7592e-08 | 0.0049263 | 0.0049142 | 0.0049142 | 203 | 464 | 0 | 0.0011374 | 0.0011368 | 0.0011368 | 464 | 879
465 | 7.75 | 0 | 0.0034028 | 3.2787e-07 | 0 | 0.0034028 | 1.2903e-06 | 0 | 1.6181e-06 | 2.6969e-08 | 0.0049263 | 0.0049142 | 0.0049142 | 203 | 465 | 0 | 0.0011374 | 0.0011368 | 0.0011368 | 465 | 879
466 | 7.7667 | 0 | 0.0034028 | 3.2047e-07 | 0 | 0.0034028 | 1.2611e-06 | 0 | 1.5816e-06 | 2.636e-08 | 0.0049263 | 0.0049142 | 0.0049142 | 203 | 466 | 0 | 0.0011374 | 0.0011368 | 0.0011368 | 466 | 879
467 | 7.7833 | 0 | 0.0034028 | 3.1323e-07 | 0 | 0.0034028 | 1.2327e-06 | 0 | 1.5459e-06 | 2.5765e-08 | 0.0049263 | 0.0049142 | 0.0049142 | 203 | 467 | 0 | 0.0011374 | 0.0011368 | 0.0011368 | 467 | 879
468 | 7.8 | 0 | 0.0034028 | 3.0616e-07 | 0 | 0.0034028 | 1.2048e-06 | 0 | 1.511e-06 | 2.5183e-08 | 0.0049263 | 0.0049142 | 0.0049142 | 203 | 468 | 0 | 0.0011374 | 0.0011368 | 0.0011368 | 468 | 879
469 | 7.8167 | 0 | 0.0034028 | 2.9925e-07 | 0 | 0.0034028 | 1.1776e-06 | 0 | 1.4769e-06 | 2.4615e-08 | 0.0049263 | 0.0049142 | 0.0049142 | 203 | 469 | 0 | 0.0011374 | 0.0011368 | 0.0011368 | 469 | 879
470 | 7.8333 | 0 | 0.0034028 | 2.9249e-07 | 0 | 0.0034028 | 1.1511e-06 | 0 | 1.4436e-06 | 2.4059e-08 | 0.0049264 | 0.0049142 | 0.0049142 | 203 | 470 | 0 | 0.0011374 | 0.0011368 | 0.0011368 | 470 | 879
471 | 7.85 | 0 | 0.0034028 | 2.8589e-07 | 0 | 0.0034028 | 1.1251e-06 | 0 | 1.411e-06 | 2.3516e-08 | 0.0049264 | 0.0049143 | 0.0049143 | 203 | 471 | 0 | 0.0011374 | 0.0011368 | 0.0011368 | 471 | 879
472 | 7.8667 | 0 | 0.0034028 | 2.7944e-07 | 0 | 0.0034028 | 1.0997e-06 | 0 | 1.3791e-06 | 2.2985e-08 | 0.0049264 | 0.0049143 | 0.0049143 | 203 | 472 | 0 | 0.0011374 | 0.0011368 | 0.0011368 | 472 | 879
473 | 7.8833 | 0 | 0.0034028 | 2.7313e-07 | 0 | 0.0034028 | 1.0749e-06 | 0 | 1.348e-06 | 2.2466e-08 | 0.0049264 | 0.0049143 | 0.0049143 | 203 | 473 | 0 | 0.0011374 | 0.0011368 | 0.0011368 | 473 | 879
474 | 7.9 | 0 | 0.0034028 | 2.6696e-07 | 0 | 0.0034028 | 1.0506e-06 | 0 | 1.3176e-06 | 2.1959e-08 | 0.0049264 | 0.0049143 | 0.0049143 | 203 | 474 | 0 | 0.0011374 | 0.0011368 | 0.0011368 | 474 | 879
475 | 7.9167 | 0 | 0.0034028 | 2.6094e-07 | 0 | 0.0034028 | 1.0269e-06 | 0 | 1.2878e-06 | 2.1464e-08 | 0.0049264 | 0.0049143 | 0.0049143 | 203 | 475 | 0 | 0.0011374 | 0.0011368 | 0.0011368 | 475 | 879
476 | 7.9333 | 0 | 0.0034028 | 2.5505e-07 | 0 | 0.0034028 | 1.0037e-06 | 0 | 1.2587e-06 | 2.0979e-08 | 0.0049264 | 0.0049143 | 0.0049143 | 203 | 476 | 0 | 0.0011374 | 0.0011368 | 0.0011368 | 476 | 879
477 | 7.95 | 0 | 0.0034028 | 2.4929e-07 | 0 | 0.0034028 | 9.8104e-07 | 0 | 1.2303e-06 | 2.0505e-08 | 0.0049264 | 0.0049143 | 0.0049143 | 203 | 477 | 0 | 0.0011374 | 0.0011368 | 0.0011368 | 477 | 879
478 | 7.9667 | 0 | 0.0034028 | 2.4366e-07 | 0 | 0.0034028 | 9.5889e-07 | 0 | 1.2025e-06 | 2.0042e-08 | 0.0049264 | 0.0049143 | 0.0049143 | 203 | 478 | 0 | 0.0011374 | 0.0011368 | 0.0011368 | 478 | 879
479 | 7.9833 | 0 | 0.0034028 | 2.3816e-07 | 0 | 0.0034028 | 9.3724e-07 | 0 | 1.1754e-06 | 1.959e-08 | 0.0049265 | 0.0049143 | 0.0049143 | 203 | 479 | 0 | 0.0011374 | 0.0011368 | 0.0011368 | 479 | 879
480 | 8 | 0 | 0.0034028 | 2.3278e-07 | 0 | 0.0034028 | 9.1608e-07 | 0 | 1.1489e-06 | 1.9148e-08 | 0.0049265 | 0.0049144 | 0.0049144 | 203 | 480 | 0 | 0.0011374 | 0.0011368 | 0.0011368 | 480 | 879